## Cover sheet
Contract Annex no. 1
Construction of the Regional Educational and Consultation Apicultural Centre
Bill of Quantity - cover sheet
Item No. | Name | Total price in GEL, without VAT
A | Construction works,Interior - Architectural part | 0
B | Internal water supply, sanitary equipment | 0
C | International power supply | 0
D | External sewerage, water supply | 0
E | Fire alarms | 0
F | Video monitoring system | 0
G | Cooling and heating | 0
H | Computer and telephone network | 0
I | TV network | 0
J | Ventilation | 0
K | Outdoor lighting | 0
VAT in %
EXCHANGE RATE FOR CONTRACT IMPLEMENTATION - EURO / GEL |  |  | 1 EURO = |  | GEL
Item |  |  |  | price in GEL | price in EURO
TOTAL PRICE without VAT - for work sections A - K |  |  |  | 0 | add exchange rate
TOTAL VAT |  |  |  | 0 | add exchange rate
TOTAL PRICE INCLUDING VAT |  |  |  | 0 | add exchange rate

## A
Construction of the Regional Educational and Consultation Apicultural Centre
|  | A Construction works, Interior - Architectural part | [6 empty] | Total cost |  | 0 | GEL
[9 empty] | Salary |  | 0 | GEL
|  | Name of work |  | Resource |  | Labour |  | Material |  | Mechanisms |  | Sum
# | Basis |  | Dimension | Per unit | All | Per unit | All | Per unit | All | Per unit | All
[6 empty] | price |  | price |  | price
1' | 2' | 3' | 4' | 5' | 6' | 7' | 8' | 9' | 10' | 11' | 12' | 13'
Earthworks
1 | 1-11-9, | III cat. Soil treatment within the foundation pit by excavator, ladle volume 0,65kub.m. | 1000m |  | 3.014
|  | Labour resources | p.p/hr | 9.96 | 30.0194 |  | 0 |  |  |  |  | 0
| Code0919 | Excavator exploitation | w/hr | 22.3 | 67.2122 | [5 empty] | 0 | 0
2 | 1-78-3 | III cat. Soil treatment within the foundation pit with hand depth of 2 metres | m3 |  | 100
|  | Labour resources | p.p/hr | 2.78 | 278 |  | 0 |  |  |  |  | 0
3 | 1-31-3,14 | III.cat. Soil backfilling by means of bulldozer movement up to 30 meatres with heaviness of 59 sq/t. | 1000m |  | 0.44
| Code1009 | Bulldozer exploitation | w/hr | 17.79 | 7.8276 | [5 empty] | 0 | 0
4 | 1-81-3. | III cat. Soil backfilling by hand | m3 |  | 100
|  | Labour resources | p.p/hr | 1.21 | 121 |  | 0 |  |  |  |  | 0
5 | srf2018-II C.15p20 | Soil transportation | Ton |  | 2244 | [5 empty] | 0 | 0
Basement
6 | 6-1-6. | Mon. reinforced concrete dotty basement S.T-1 (15 units) | m3 |  | 17.7
|  | Labour resources | p.p/hr | 5.17 | 91.509 |  | 0 |  |  |  |  | 0
|  | Vehicles | GEL | 1.29 | 22.833 | [5 empty] | 0 | 0
|  | Concrete ~B25~ | m3 | 1.015 | 17.9655 |  |  |  | 0 |  |  | 0
|  | Frame board | sq.m | 1.24 | 21.948 |  |  |  | 0 |  |  | 0
|  | Frame plank IIIquality. 40mm | m3 | 0.0138 | 0.24426 |  |  |  | 0 |  |  | 0
|  | A-I class armature | ton | with project | 0.63 |  |  |  | 0 |  |  | 0
|  | A-III class armature | ton | with project | 1.98 |  |  |  | 0 |  |  | 0
|  | Tool consumables | GEL | 0.3 | 5.31 |  |  |  | 0 |  |  | 0
7 | 6-1-6. | Mon. reinforced concrete dotty basement S.T-2 (6 units) | m3 |  | 6.36
|  | Labour resources | p.p/hr | 5.17 | 32.8812 |  | 0 |  |  |  |  | 0
|  | Vehicles | GEL | 1.29 | 8.2044 | [5 empty] | 0 | 0
|  | Concrete ~B25~ | m3 | 1.015 | 6.4554 |  |  |  | 0 |  |  | 0
|  | Frame board | sq.m | 1.24 | 7.8864 |  |  |  | 0 |  |  | 0
|  | Frame plank IIIquality. 40mm | m3 | 0.0138 | 0.087768 |  |  |  | 0 |  |  | 0
|  | A-I class armature | ton | with project | 0.204 |  |  |  | 0 |  |  | 0
|  | A-III class armature | ton | with project | 0.696 |  |  |  | 0 |  |  | 0
|  | Tool consumables | GEL | 0.3 | 1.908 |  |  |  | 0 |  |  | 0
8 | 6-1-6. | Mon. reinforced concrete dotty basement S.T-3 (1 unit) | m3 |  | 1.06
|  | Labour resources | p.p/hr | 5.17 | 5.4802 |  | 0 |  |  |  |  | 0
|  | Vehicles | GEL | 1.29 | 1.3674 | [5 empty] | 0 | 0
|  | Concrete ~B25~ | m3 | 1.015 | 1.0759 |  |  |  | 0 |  |  | 0
|  | Frame board | sq.m | 1.24 | 1.3144 |  |  |  | 0 |  |  | 0
|  | Frame plank IIIquality. 40mm | m3 | 0.0138 | 0.014628 |  |  |  | 0 |  |  | 0
|  | A-I class armature | ton | with project | 0.03364 |  |  |  | 0 |  |  | 0
|  | A-III class armaturea | ton | with project | 0.11614 |  |  |  | 0 |  |  | 0
|  | Tool consumables | GEL | 0.3 | 0.318 |  |  |  | 0 |  |  | 0
9 | 6-1-6. | Mon. reinforced concrete dotty basement S.T-4 (7 units) | m3 |  | 8.26
|  | Labour resources | p.p/hr | 5.17 | 42.7042 |  | 0 |  |  |  |  | 0
|  | Vehicles | GEL | 1.29 | 10.6554 | [5 empty] | 0 | 0
|  | Concrete ~B25~ | m3 | 1.015 | 8.3839 |  |  |  | 0 |  |  | 0
|  | Frame board | sq.m | 1.24 | 10.2424 |  |  |  | 0 |  |  | 0
|  | Frame plank IIIquality. 40mm | m3 | 0.0138 | 0.11399 |  |  |  | 0 |  |  | 0
|  | A-I class armature | ton | with project | 0.406 |  |  |  | 0 |  |  | 0
|  | A-III class armature | ton | with project | 0.966 |  |  |  | 0 |  |  | 0
|  | Tool consumables | GEL | 0.3 | 2.478 |  |  |  | 0 |  |  | 0
10 | 6-15-2. | Mon. reinforced concrete basement plate | m3 |  | 43.69
|  | Labour resources | p.p/hr | 14.7 | 642.243 |  | 0 |  |  |  |  | 0
|  | Vehicles | GEL | 1.21 | 52.8649 | [5 empty] | 0 | 0
|  | Concrete ~B25~ | m3 | 1 | 43.69 |  |  |  | 0 |  |  | 0
|  | Frame board | sq.m | 2.46 | 107.4774 |  |  |  | 0 |  |  | 0
|  | Frame plank IIquality. 40mm | m3 | 0.016 | 0.69904 |  |  |  | 0 |  |  | 0
|  | Frame plank IIIquality. 40mm | m3 | 0.007 | 0.30583 |  |  |  | 0 |  |  | 0
|  | Electrode | kg | 3.3 | 144.177 |  |  |  | 0 |  |  | 0
|  | A-I class armature | ton | with project | 0.73013 |  |  |  | 0 |  |  | 0
|  | A-III class armature | ton | with project | 2.2757 |  |  |  | 0 |  |  | 0
|  | Tool consumables | GEL | 0 | 0 |  |  |  | 0 |  |  | 0
Constructive elements
11 | 6-16-1. | Mon. reinforced concrete roofing slabs ( on- 0,100 level) | m3 |  | 30.55
|  | Labour resources | p.p/hr | 8.4 | 256.62 |  | 0 |  |  |  |  | 0
|  | Vehicles | GEL | 0.81 | 24.7455 | [5 empty] | 0 | 0
|  | Concrete ~B25~ | m3 | 1.015 | 31.0083 |  |  |  | 0 |  |  | 0
|  | Frame board | sq.m | 1.37 | 41.8535 |  |  |  | 0 |  |  | 0
|  | Frame plank II quality. 25-32mm | m3 | 0.0084 | 0.25662 |  |  |  | 0 |  |  | 0
|  | The same, IIquality. 40mm and more | m3 | 0.0256 | 0.78208 |  |  |  | 0 |  |  | 0
|  | Frame plank IIIquality. 40mm | m3 | 0.0026 | 0.07943 |  |  |  | 0 |  |  | 0
|  | A-III class armature | ton | with project | 2.2809 |  |  |  | 0 |  |  | 0
|  | Tool consumables | GEL | 0.39 | 11.9145 |  |  |  | 0 |  |  | 0
12 | 6-16-1. | Mon. reinforced concrete roofing slabs (on +2,600 and 3,200 level) | m3 |  | 35.38
|  | Labour resources | p.p/hr | 8.4 | 297.192 |  | 0 |  |  |  |  | 0
|  | Vehicles | GEL | 0.81 | 28.6578 | [5 empty] | 0 | 0
|  | Concrete ~B25~ | m3 | 1.015 | 35.9107 |  |  |  | 0 |  |  | 0
|  | Frame board | sq.m | 1.37 | 48.4706 |  |  |  | 0 |  |  | 0
|  | Frame plank II quality. 25-32mm | m3 | 0.0084 | 0.29719 |  |  |  | 0 |  |  | 0
|  | The same, IIquality. 40mm and more | m3 | 0.0256 | 0.90573 |  |  |  | 0 |  |  | 0
|  | Frame plank IIIquality. 40mm | m3 | 0.0026 | 0.091988 |  |  |  | 0 |  |  | 0
|  | A-I class armature | ton | with project | 0.07593 |  |  |  | 0 |  |  | 0
|  | A-III class armature | ton | with project | 4.4858 |  |  |  | 0 |  |  | 0
|  | Tool consumables | GEL | 0.39 | 13.7982 |  |  |  | 0 |  |  | 0
13 | 6-12-6. | Mon. reinforced concrete columns mc-1 (12 units) | m3 |  | 6.36
|  | Labour resources | p.p/hr | 6.47 | 41.1492 |  | 0 |  |  |  |  | 0
|  | Vehicles | GEL | 1.95 | 12.402 | [5 empty] | 0 | 0
|  | Concrete ~B25~ | m3 | 1.015 | 6.4554 |  |  |  | 0 |  |  | 0
|  | Frame board | sq.m | 0.96 | 6.1056 |  |  |  | 0 |  |  | 0
|  | Plank frame IIquality. 40mm | m3 | 0.0185 | 0.11766 |  |  |  | 0 |  |  | 0
|  | Frame plank IIIquality. 40mm | m3 | 0.0011 | 0.006996 |  |  |  | 0 |  |  | 0
|  | Electrode | kg | 1.5 | 9.54 |  |  |  | 0 |  |  | 0
|  | A-I class armature | ton | with project | 0.348 |  |  |  | 0 |  |  | 0
|  | A-III class armaturea | ton | with project | 1.0181 |  |  |  | 0 |  |  | 0
|  | Tool consumables | GEL | 0.29 | 1.8444 |  |  |  | 0 |  |  | 0
14 | 6-12-6. | Mon. reinforced concrete columns mc-2 (1 unit) | m3 |  | 0.53
|  | Labour resources | p.p/hr | 6.47 | 3.4291 |  | 0 |  |  |  |  | 0
|  | Vehicles | GEL | 1.95 | 1.0335 | [5 empty] | 0 | 0
|  | Concrete ~B25~ | m3 | 1.015 | 0.53795 |  |  |  | 0 |  |  | 0
|  | Frame board | sq.m | 0.96 | 0.5088 |  |  |  | 0 |  |  | 0
|  | Plank frame IIquality. 40mm | m3 | 0.0185 | 0.009805 |  |  |  | 0 |  |  | 0
|  | Frame plank IIIquality. 40mm | m3 | 0.0011 | 0.000583 |  |  |  | 0 |  |  | 0
|  | Electrode | kg | 1.5 | 0.795 |  |  |  | 0 |  |  | 0
|  | A-I class armature | ton | with project | 0.0293 |  |  |  | 0 |  |  | 0
|  | A-III class armature | ton | with project | 0.08484 |  |  |  | 0 |  |  | 0
|  | Tool consumables | GEL | 0.29 | 0.1537 |  |  |  | 0 |  |  | 0
15 | 6-12-6. | Mon. reinforced concrete columns mc-3 (6 units) | m3 |  | 3.9
|  | Labour resources | p.p/hr | 6.47 | 25.233 |  | 0 |  |  |  |  | 0
|  | Vehicles | GEL | 1.95 | 7.605 | [5 empty] | 0 | 0
|  | Concrete ~B25~ | m3 | 1.015 | 3.9585 |  |  |  | 0 |  |  | 0
|  | Frame board | sq.m | 0.96 | 3.744 |  |  |  | 0 |  |  | 0
|  | Plank frame IIquality. 40mm | m3 | 0.0185 | 0.07215 |  |  |  | 0 |  |  | 0
|  | Frame plank IIIquality. 40mm | m3 | 0.0011 | 0.00429 |  |  |  | 0 |  |  | 0
|  | Electrode | kg | 1.5 | 5.85 |  |  |  | 0 |  |  | 0
|  | A-I class armature | ton | with project | 0.198 |  |  |  | 0 |  |  | 0
|  | A-III class armature | ton | with project | 0.49692 |  |  |  | 0 |  |  | 0
|  | Tool consumables | GEL | 0.29 | 1.131 |  |  |  | 0 |  |  | 0
16 | 6-12-6. | Mon. reinforced concrete columns mc-4 (2 units) | m3 |  | 1.12
|  | Labour resources | p.p/hr | 6.47 | 7.2464 |  | 0 |  |  |  |  | 0
|  | Vehicles | GEL | 1.95 | 2.184 | [5 empty] | 0 | 0
|  | Concrete ~B25~ | m3 | 1.015 | 1.1368 |  |  |  | 0 |  |  | 0
|  | Frame board | sq.m | 0.96 | 1.0752 |  |  |  | 0 |  |  | 0
|  | Plank frame IIquality. 40mm | m3 | 0.0185 | 0.02072 |  |  |  | 0 |  |  | 0
|  | Frame plank IIIquality. 40mm | m3 | 0.0011 | 0.001232 |  |  |  | 0 |  |  | 0
|  | Electrode | kg | 1.5 | 1.68 |  |  |  | 0 |  |  | 0
|  | A-I class armature | ton | with project | 0.06 |  |  |  | 0 |  |  | 0
|  | A-III class armature | ton | with project | 0.14334 |  |  |  | 0 |  |  | 0
|  | Tool consumables | GEL | 0.29 | 0.3248 |  |  |  | 0 |  |  | 0
17 | 6-12-6. | Mon. reinforced concrete columns mc-5 (2 units) | m3 |  | 0.98
|  | Labour resources | p.p/hr | 6.47 | 6.3406 |  | 0 |  |  |  |  | 0
|  | Vehicles | GEL | 1.95 | 1.911 | [5 empty] | 0 | 0
|  | Concrete ~B25~ | m3 | 1.015 | 0.9947 |  |  |  | 0 |  |  | 0
|  | Frame board | sq.m | 0.96 | 0.9408 |  |  |  | 0 |  |  | 0
|  | Plank frame IIquality. 40mm | m3 | 0.0185 | 0.01813 |  |  |  | 0 |  |  | 0
|  | Frame plank IIIquality. 40mm | m3 | 0.0011 | 0.001078 |  |  |  | 0 |  |  | 0
|  | Electrode | kg | 1.5 | 1.47 |  |  |  | 0 |  |  | 0
|  | A-I class armature | ton | with project | 0.05556 |  |  |  | 0 |  |  | 0
|  | A-III class armature | ton | with project | 0.15942 |  |  |  | 0 |  |  | 0
|  | Tool consumables | GEL | 0.29 | 0.2842 |  |  |  | 0 |  |  | 0
17 | 6-12-6. | Mon. reinforced concrete columns mc-6 (6 units) | m3 |  | 6.48
|  | Labour resources | p.p/hr | 6.47 | 41.9256 |  | 0 |  |  |  |  | 0
|  | Vehicles | GEL | 1.95 | 12.636 | [5 empty] | 0 | 0
|  | Concrete ~B25~ | m3 | 1.015 | 6.5772 |  |  |  | 0 |  |  | 0
|  | Frame board | sq.m | 0.96 | 6.2208 |  |  |  | 0 |  |  | 0
|  | Plank frame IIquality. 40mm | m3 | 0.0185 | 0.11988 |  |  |  | 0 |  |  | 0
|  | Frame plank IIIquality. 40mm | m3 | 0.0011 | 0.007128 |  |  |  | 0 |  |  | 0
|  | Electrode | kg | 1.5 | 9.72 |  |  |  | 0 |  |  | 0
|  | A-I class armature | ton | with project | 0.22626 |  |  |  | 0 |  |  | 0
|  | A-III class armature | ton | with project | 0.36576 |  |  |  | 0 |  |  | 0
|  | Tool consumables | GEL | 0.29 | 1.8792 |  |  |  | 0 |  |  | 0
19 | 6-12-6. | Mon. reinforced concrete columns mc-7 (4 units) | m3 |  | 2.52
|  | Labour resources | p.p/hr | 6.47 | 16.3044 |  | 0 |  |  |  |  | 0
|  | Vehicles | GEL | 1.95 | 4.914 | [5 empty] | 0 | 0
|  | Concrete ~B25~ | m3 | 1.015 | 2.5578 |  |  |  | 0 |  |  | 0
|  | Frame board | sq.m | 0.96 | 2.4192 |  |  |  | 0 |  |  | 0
|  | Plank frame IIquality. 40mm | m3 | 0.0185 | 0.04662 |  |  |  | 0 |  |  | 0
|  | Frame plank IIIquality. 40mm | m3 | 0.0011 | 0.002772 |  |  |  | 0 |  |  | 0
|  | Electrode | kg | 1.5 | 3.78 |  |  |  | 0 |  |  | 0
|  | A-I class armature | ton | with project | 0.13104 |  |  |  | 0 |  |  | 0
|  | A-III class armature | ton | with project | 0.3214 |  |  |  | 0 |  |  | 0
|  | Tool consumables | GEL | 0.29 | 0.7308 |  |  |  | 0 |  |  | 0
20 | 6-12-6. | Mon. reinforced concrete columns mc-8 (1 unit) | m3 |  | 0.63
|  | Labour resources | p.p/hr | 6.47 | 4.0761 |  | 0 |  |  |  |  | 0
|  | Vehicles | GEL | 1.95 | 1.2285 | [5 empty] | 0 | 0
|  | Concrete ~B25~ | m3 | 1.015 | 0.63945 |  |  |  | 0 |  |  | 0
|  | Frame board | sq.m | 0.96 | 0.6048 |  |  |  | 0 |  |  | 0
|  | Plank frame IIquality. 40mm | m3 | 0.0185 | 0.011655 |  |  |  | 0 |  |  | 0
|  | Frame plank IIIquality. 40mm | m3 | 0.0011 | 0.000693 |  |  |  | 0 |  |  | 0
|  | Electrode | kg | 1.5 | 0.945 |  |  |  | 0 |  |  | 0
|  | A-I class armature | ton | with project | 0.03288 |  |  |  | 0 |  |  | 0
|  | A-III class armature | ton | with project | 0.08035 |  |  |  | 0 |  |  | 0
|  | Tool consumables | GEL | 0.29 | 0.1827 |  |  |  | 0 |  |  | 0
21 | 6-12-6. | Mon. reinforced concrete columns mc-9 (6 units) | m3 |  | 1.68
|  | Labour resources | p.p/hr | 6.47 | 10.8696 |  | 0 |  |  |  |  | 0
|  | Vehicles | GEL | 1.95 | 3.276 | [5 empty] | 0 | 0
|  | Concrete ~B25~ | m3 | 1.015 | 1.7052 |  |  |  | 0 |  |  | 0
|  | Frame board | sq.m | 0.96 | 1.6128 |  |  |  | 0 |  |  | 0
|  | Plank frame IIquality. 40mm | m3 | 0.0185 | 0.03108 |  |  |  | 0 |  |  | 0
|  | Frame plank IIIquality. 40mm | m3 | 0.0011 | 0.001848 |  |  |  | 0 |  |  | 0
|  | Electrode | kg | 1.5 | 2.52 |  |  |  | 0 |  |  | 0
|  | A-I class armature | ton | with project | 0.10896 |  |  |  | 0 |  |  | 0
|  | A-III class armature | ton | with project | 0.22404 |  |  |  | 0 |  |  | 0
|  | Tool consumables | GEL | 0.29 | 0.4872 |  |  |  | 0 |  |  | 0
22 | 6-12-6. | Mon. reinforced concrete columns mc-10 (2 units) | m3 |  | 1.02
|  | Labour resources | p.p/hr | 6.47 | 6.5994 |  | 0 |  |  |  |  | 0
|  | Vehicles | GEL | 1.95 | 1.989 | [5 empty] | 0 | 0
|  | Concrete ~B25~ | m3 | 1.015 | 1.0353 |  |  |  | 0 |  |  | 0
|  | Frame board | sq.m | 0.96 | 0.9792 |  |  |  | 0 |  |  | 0
|  | Plank frame IIquality. 40mm | m3 | 0.0185 | 0.01887 |  |  |  | 0 |  |  | 0
|  | Frame plank IIIquality. 40mm | m3 | 0.0011 | 0.001122 |  |  |  | 0 |  |  | 0
|  | Electrode | kg | 1.5 | 1.53 |  |  |  | 0 |  |  | 0
|  | A-I class armature | ton | with project | 0.0574 |  |  |  | 0 |  |  | 0
|  | A-III class armature | ton | with project | 0.13112 |  |  |  | 0 |  |  | 0
|  | Tool consumables | GEL | 0.29 | 0.2958 |  |  |  | 0 |  |  | 0
23 | 6-12-6. | Mon. reinforced concrete columns mc-11 (1 unit) | m3 |  | 0.14
|  | Labour resources | p.p/hr | 6.47 | 0.9058 |  | 0 |  |  |  |  | 0
|  | Vehicles | GEL | 1.95 | 0.273 | [5 empty] | 0 | 0
|  | Concrete ~B25~ | m3 | 1.015 | 0.1421 |  |  |  | 0 |  |  | 0
|  | Frame board | sq.m | 0.96 | 0.1344 |  |  |  | 0 |  |  | 0
|  | Plank frame IIquality. 40mm | m3 | 0.0185 | 0.00259 |  |  |  | 0 |  |  | 0
|  | Frame plank IIIquality. 40mm | m3 | 0.0011 | 0.000154 |  |  |  | 0 |  |  | 0
|  | Electrode | kg | 1.5 | 0.21 |  |  |  | 0 |  |  | 0
|  | A-I class armature | ton | with project | 0.01 |  |  |  | 0 |  |  | 0
|  | A-III class armature | ton | with project | 0.02205 |  |  |  | 0 |  |  | 0
|  | Tool consumables | GEL | 0.29 | 0.0406 |  |  |  | 0 |  |  | 0
24 | 6-12-6. | Mon. reinforced concrete columns mc-11-2 (1 unit) | m3 |  | 0.15
|  | Labour resources | p.p/hr | 6.47 | 0.9705 |  | 0 |  |  |  |  | 0
|  | Vehicles | GEL | 1.95 | 0.2925 | [5 empty] | 0 | 0
|  | Concrete ~B25~ | m3 | 1.015 | 0.15225 |  |  |  | 0 |  |  | 0
|  | Frame board | sq.m | 0.96 | 0.144 |  |  |  | 0 |  |  | 0
|  | Plank frame IIquality. 40mm | m3 | 0.0185 | 0.002775 |  |  |  | 0 |  |  | 0
|  | Frame plank IIIquality. 40mm | m3 | 0.0011 | 0.000165 |  |  |  | 0 |  |  | 0
|  | Electrode | kg | 1.5 | 0.225 |  |  |  | 0 |  |  | 0
|  | A-I class armature | ton | with project | 0.00728 |  |  |  | 0 |  |  | 0
|  | A-III class armature | ton | with project | 0.02353 |  |  |  | 0 |  |  | 0
|  | Tool consumables | GEL | 0.29 | 0.0435 |  |  |  | 0 |  |  | 0
25 | 6-15-4. | Mon. reinforced concrete crossbar mc-1 (1 unit) | m3 |  | 1.76
|  | Labour resources | p.p/hr | 10.6 | 18.656 |  | 0 |  |  |  |  | 0
|  | Vehicles | GEL | 1.15 | 2.024 | [5 empty] | 0 | 0
|  | Concrete ~B25~ | m3 | 1 | 1.76 |  |  |  | 0 |  |  | 0
|  | Frame board | sq.m | 1.89 | 3.3264 |  |  |  | 0 |  |  | 0
|  | Frame plank II quality. 25-32mm | m3 | 0.0037 | 0.006512 |  |  |  | 0 |  |  | 0
|  | The same, IIquality. 40mm and more | m3 | 0.0168 | 0.029568 |  |  |  | 0 |  |  | 0
|  | Frame plank IIIquality. 40mm | m3 | 0.004 | 0.00704 |  |  |  | 0 |  |  | 0
|  | Electrode | kg | 3.4 | 5.984 |  |  |  | 0 |  |  | 0
|  | A-I class armature | ton | with project | 0.0764 |  |  |  | 0 |  |  | 0
|  | A-III class armature | ton | with project | 0.2339 |  |  |  | 0 |  |  | 0
|  | Tool consumables | GEL | 0.76 | 1.3376 |  |  |  | 0 |  |  | 0
26 | 6-15-4. | Mon. reinforced concrete crossbar mc-2 (1 unit) | m3 |  | 2.18
|  | Labour resources | p.p/hr | 10.6 | 23.108 |  | 0 |  |  |  |  | 0
|  | Vehicles | GEL | 1.15 | 2.507 | [5 empty] | 0 | 0
|  | Concrete ~B25~ | m3 | 1 | 2.18 |  |  |  | 0 |  |  | 0
|  | Frame board | sq.m | 1.89 | 4.1202 |  |  |  | 0 |  |  | 0
|  | Frame plank II quality. 25-32mm | m3 | 0.0037 | 0.008066 |  |  |  | 0 |  |  | 0
|  | The same, IIquality. 40mm and more | m3 | 0.0168 | 0.036624 |  |  |  | 0 |  |  | 0
|  | Frame plank IIIquality. 40mm | m3 | 0.004 | 0.00872 |  |  |  | 0 |  |  | 0
|  | Electrode | kg | 3.4 | 7.412 |  |  |  | 0 |  |  | 0
|  | A-I class armature | ton | with project | 0.1049 |  |  |  | 0 |  |  | 0
|  | A-III class armature | ton | with project | 0.2473 |  |  |  | 0 |  |  | 0
|  | Tool consumables | GEL | 0.76 | 1.6568 |  |  |  | 0 |  |  | 0
27 | 6-15-4. | Mon. reinforced concrete crossbar mc-3 (2 unit) | m3 |  | 2.56
|  | Labour resources | p.p/hr | 10.6 | 27.136 |  | 0 |  |  |  |  | 0
|  | Vehicles | GEL | 1.15 | 2.944 | [5 empty] | 0 | 0
|  | Concrete ~B25~ | m3 | 1 | 2.56 |  |  |  | 0 |  |  | 0
|  | Frame board | sq.m | 1.89 | 4.8384 |  |  |  | 0 |  |  | 0
|  | Frame plank II quality. 25-32mm | m3 | 0.0037 | 0.009472 |  |  |  | 0 |  |  | 0
|  | The same, IIquality. 40mm and more | m3 | 0.0168 | 0.043008 |  |  |  | 0 |  |  | 0
|  | Frame plank IIIquality. 40mm | m3 | 0.004 | 0.01024 |  |  |  | 0 |  |  | 0
|  | Electrode | kg | 3.4 | 8.704 |  |  |  | 0 |  |  | 0
|  | A-I class armature | ton | with project | 0.1049 |  |  |  | 0 |  |  | 0
|  | A-III class armature | ton | with project | 0.2473 |  |  |  | 0 |  |  | 0
|  | Tool consumables | GEL | 0.76 | 1.9456 |  |  |  | 0 |  |  | 0
28 | 6-15-4. | Mon. reinforced concrete crossbar mc-4 (3 unit) | m3 |  | 4.74
|  | Labour resources | p.p/hr | 10.6 | 50.244 |  | 0 |  |  |  |  | 0
|  | Vehicles | GEL | 1.15 | 5.451 | [5 empty] | 0 | 0
|  | Concrete ~B25~ | m3 | 1 | 4.74 |  |  |  | 0 |  |  | 0
|  | Frame board | sq.m | 1.89 | 8.9586 |  |  |  | 0 |  |  | 0
|  | Frame plank II quality. 25-32mm | m3 | 0.0037 | 0.017538 |  |  |  | 0 |  |  | 0
|  | The same, IIquality. 40mm and more | m3 | 0.0168 | 0.079632 |  |  |  | 0 |  |  | 0
|  | Frame plank IIIquality. 40mm | m3 | 0.004 | 0.01896 |  |  |  | 0 |  |  | 0
|  | Electrode | kg | 3.4 | 16.116 |  |  |  | 0 |  |  | 0
|  | A-I class armature | ton | with project | 0.1983 |  |  |  | 0 |  |  | 0
|  | A-III class armature | ton | with project | 0.5451 |  |  |  | 0 |  |  | 0
|  | Tool consumables | GEL | 0.76 | 3.6024 |  |  |  | 0 |  |  | 0
29 | 6-15-4. | Mon. reinforced concrete crossbar mc-5 (1 unit) | m3 |  | 1.28
|  | Labour resources | p.p/hr | 10.6 | 13.568 |  | 0 |  |  |  |  | 0
|  | Vehicles | GEL | 1.15 | 1.472 | [5 empty] | 0 | 0
|  | Concrete ~B25~ | m3 | 1 | 1.28 |  |  |  | 0 |  |  | 0
|  | Frame board | sq.m | 1.89 | 2.4192 |  |  |  | 0 |  |  | 0
|  | Frame plank II quality. 25-32mm | m3 | 0.0037 | 0.004736 |  |  |  | 0 |  |  | 0
|  | The same, IIquality. 40mm and more | m3 | 0.0168 | 0.021504 |  |  |  | 0 |  |  | 0
|  | Frame plank IIIquality. 40mm | m3 | 0.004 | 0.00512 |  |  |  | 0 |  |  | 0
|  | Electrode | kg | 3.4 | 4.352 |  |  |  | 0 |  |  | 0
|  | A-I class armature | ton | with project | 0.0524 |  |  |  | 0 |  |  | 0
|  | A-III class armature | ton | with project | 0.149 |  |  |  | 0 |  |  | 0
|  | Tool consumables | GEL | 0.76 | 0.9728 |  |  |  | 0 |  |  | 0
30 | 6-15-4. | Mon. reinforced concrete crossbar mc-6 (1 unit) | m3 |  | 1.58
|  | Labour resources | p.p/hr | 10.6 | 16.748 |  | 0 |  |  |  |  | 0
|  | Vehicles | GEL | 1.15 | 1.817 | [5 empty] | 0 | 0
|  | Concrete ~B25~ | m3 | 1 | 1.58 |  |  |  | 0 |  |  | 0
|  | Frame board | sq.m | 1.89 | 2.9862 |  |  |  | 0 |  |  | 0
|  | Frame plank II quality. 25-32mm | m3 | 0.0037 | 0.005846 |  |  |  | 0 |  |  | 0
|  | The same, IIquality. 40mm and more | m3 | 0.0168 | 0.026544 |  |  |  | 0 |  |  | 0
|  | Frame plank IIIquality. 40mm | m3 | 0.004 | 0.00632 |  |  |  | 0 |  |  | 0
|  | Electrode | kg | 3.4 | 5.372 |  |  |  | 0 |  |  | 0
|  | A-I class armature | ton | with project | 0.0661 |  |  |  | 0 |  |  | 0
|  | A-III class armature | ton | with project | 0.1817 |  |  |  | 0 |  |  | 0
|  | Tool consumables | GEL | 0.76 | 1.2008 |  |  |  | 0 |  |  | 0
31 | 6-15-4. | Mon. reinforced concrete crossbar mc-7 (1 unit) | m3 |  | 5.86
|  | Labour resources | p.p/hr | 10.6 | 62.116 |  | 0 |  |  |  |  | 0
|  | Vehicles | GEL | 1.15 | 6.739 | [5 empty] | 0 | 0
|  | Concrete ~B25~ | m3 | 1 | 5.86 |  |  |  | 0 |  |  | 0
|  | Frame board | sq.m | 1.89 | 11.0754 |  |  |  | 0 |  |  | 0
|  | Frame plank II quality. 25-32mm | m3 | 0.0037 | 0.021682 |  |  |  | 0 |  |  | 0
|  | The same, IIquality. 40mm and more | m3 | 0.0168 | 0.098448 |  |  |  | 0 |  |  | 0
|  | Frame plank IIIquality. 40mm | m3 | 0.004 | 0.02344 |  |  |  | 0 |  |  | 0
|  | Electrode | kg | 3.4 | 19.924 |  |  |  | 0 |  |  | 0
|  | A-I class armature | ton | with project | 0.4728 |  |  |  | 0 |  |  | 0
|  | A-III class armature | ton | with project | 0.8532 |  |  |  | 0 |  |  | 0
|  | Tool consumables | GEL | 0.76 | 4.4536 |  |  |  | 0 |  |  | 0
32 | 6-15-4. | Mon. reinforced concrete crossbar mc-8 (1 unit) | m3 |  | 6.54
|  | Labour resources | p.p/hr | 10.6 | 69.324 |  | 0 |  |  |  |  | 0
|  | Vehicles | GEL | 1.15 | 7.521 | [5 empty] | 0 | 0
|  | Concrete ~B25~ | m3 | 1 | 6.54 |  |  |  | 0 |  |  | 0
|  | Frame board | sq.m | 1.89 | 12.3606 |  |  |  | 0 |  |  | 0
|  | Frame plank II quality. 25-32mm | m3 | 0.0037 | 0.024198 |  |  |  | 0 |  |  | 0
|  | The same, IIquality. 40mm and more | m3 | 0.0168 | 0.10987 |  |  |  | 0 |  |  | 0
|  | Frame plank IIIquality. 40mm | m3 | 0.004 | 0.02616 |  |  |  | 0 |  |  | 0
|  | Electrode | kg | 3.4 | 22.236 |  |  |  | 0 |  |  | 0
|  | A-I class armature | ton | with project | 0.2873 |  |  |  | 0 |  |  | 0
|  | A-III class armature | ton | with project | 0.8089 |  |  |  | 0 |  |  | 0
|  | Tool consumables | GEL | 0.76 | 4.9704 |  |  |  | 0 |  |  | 0
33 | 6-15-4. | Mon. reinforced concrete crossbar mc-9 (1 unit) | m3 |  | 0.64
|  | Labour resources | p.p/hr | 10.6 | 6.784 |  | 0 |  |  |  |  | 0
|  | Vehicles | GEL | 1.15 | 0.736 | [5 empty] | 0 | 0
|  | Concrete ~B25~ | m3 | 1 | 0.64 |  |  |  | 0 |  |  | 0
|  | Frame board | sq.m | 1.89 | 1.2096 |  |  |  | 0 |  |  | 0
|  | Frame plank II quality. 25-32mm | m3 | 0.0037 | 0.002368 |  |  |  | 0 |  |  | 0
|  | The same, IIquality. 40mm and more | m3 | 0.0168 | 0.010752 |  |  |  | 0 |  |  | 0
|  | Frame plank IIIquality. 40mm | m3 | 0.004 | 0.00256 |  |  |  | 0 |  |  | 0
|  | Electrode | kg | 3.4 | 2.176 |  |  |  | 0 |  |  | 0
|  | A-I class armature | ton | with project | 0.0308 |  |  |  | 0 |  |  | 0
|  | A-III class armature | ton | with project | 0.0596 |  |  |  | 0 |  |  | 0
|  | Tool consumables | GEL | 0.76 | 0.4864 |  |  |  | 0 |  |  | 0
34 | 6-15-4. | Mon. reinforced concrete crossbar mc-10 (1 unit) | m3 |  | 1.28
|  | Labour resources | p.p/hr | 10.6 | 13.568 |  | 0 |  |  |  |  | 0
|  | Vehicles | GEL | 1.15 | 1.472 | [5 empty] | 0 | 0
|  | Concrete ~B25~ | m3 | 1 | 1.28 |  |  |  | 0 |  |  | 0
|  | Frame board | sq.m | 1.89 | 2.4192 |  |  |  | 0 |  |  | 0
|  | Frame plank II quality. 25-32mm | m3 | 0.0037 | 0.004736 |  |  |  | 0 |  |  | 0
|  | The same, IIquality. 40mm and more | m3 | 0.0168 | 0.021504 |  |  |  | 0 |  |  | 0
|  | Frame plank IIIquality. 40mm | m3 | 0.004 | 0.00512 |  |  |  | 0 |  |  | 0
|  | Electrode | kg | 3.4 | 4.352 |  |  |  | 0 |  |  | 0
|  | A-I class armature | ton | with project | 0.0524 |  |  |  | 0 |  |  | 0
|  | A-III class armature | ton | with project | 0.149 |  |  |  | 0 |  |  | 0
|  | Tool consumables | GEL | 0.76 | 0.9728 |  |  |  | 0 |  |  | 0
35 | 6-15-4. | Mon. reinforced concrete crossbar mc-11 (1 unit) | m3 |  | 10.89
|  | Labour resources | p.p/hr | 10.6 | 115.434 |  | 0 |  |  |  |  | 0
|  | Vehicles | GEL | 1.15 | 12.5235 | [5 empty] | 0 | 0
|  | Concrete ~B25~ | m3 | 1 | 10.89 |  |  |  | 0 |  |  | 0
|  | Frame board | sq.m | 1.89 | 20.5821 |  |  |  | 0 |  |  | 0
|  | Frame plank II quality. 25-32mm | m3 | 0.0037 | 0.040293 |  |  |  | 0 |  |  | 0
|  | The same, IIquality. 40mm and more | m3 | 0.0168 | 0.18295 |  |  |  | 0 |  |  | 0
|  | Frame plank IIIquality. 40mm | m3 | 0.004 | 0.04356 |  |  |  | 0 |  |  | 0
|  | Electrode | kg | 3.4 | 37.026 |  |  |  | 0 |  |  | 0
|  | A-I class armature | ton | with project | 0.7346 |  |  |  | 0 |  |  | 0
|  | A-III class armature | ton | with project | 2.9696 |  |  |  | 0 |  |  | 0
|  | Tool consumables | GEL | 0.76 | 8.2764 |  |  |  | 0 |  |  | 0
36 | 6-15-4. | Mon. reinforced concrete crossbar mc-13 (4 units) | m3 |  | 8
|  | Labour resources | p.p/hr | 10.6 | 84.8 |  | 0 |  |  |  |  | 0
|  | Vehicles | GEL | 1.15 | 9.2 | [5 empty] | 0 | 0
|  | Concrete ~B25~ | m3 | 1 | 8 |  |  |  | 0 |  |  | 0
|  | Frame board | sq.m | 1.89 | 15.12 |  |  |  | 0 |  |  | 0
|  | Frame plank II quality. 25-32mm | m3 | 0.0037 | 0.0296 |  |  |  | 0 |  |  | 0
|  | The same, IIquality. 40mm and more | m3 | 0.0168 | 0.1344 |  |  |  | 0 |  |  | 0
|  | Frame plank IIIquality. 40mm | m3 | 0.004 | 0.032 |  |  |  | 0 |  |  | 0
|  | Electrode | kg | 3.4 | 27.2 |  |  |  | 0 |  |  | 0
|  | A-I class armature | ton | with project | 0.342 |  |  |  | 0 |  |  | 0
|  | A-III class armature | ton | with project | 0.916 |  |  |  | 0 |  |  | 0
|  | Tool consumables | GEL | 0.76 | 6.08 |  |  |  | 0 |  |  | 0
37 | 6-15-4. | Mon. reinforced concrete crossbar mc-14 (2 units) | m3 |  | 4.76
|  | Labour resources | p.p/hr | 10.6 | 50.456 |  | 0 |  |  |  |  | 0
|  | Vehicles | GEL | 1.15 | 5.474 | [5 empty] | 0 | 0
|  | Concrete ~B25~ | m3 | 1 | 4.76 |  |  |  | 0 |  |  | 0
|  | Frame board | sq.m | 1.89 | 8.9964 |  |  |  | 0 |  |  | 0
|  | Frame plank II quality. 25-32mm | m3 | 0.0037 | 0.017612 |  |  |  | 0 |  |  | 0
|  | The same, IIquality. 40mm and more | m3 | 0.0168 | 0.079968 |  |  |  | 0 |  |  | 0
|  | Frame plank IIIquality. 40mm | m3 | 0.004 | 0.01904 |  |  |  | 0 |  |  | 0
|  | Electrode | kg | 3.4 | 16.184 |  |  |  | 0 |  |  | 0
|  | A-I class armature | ton | with project | 0.2052 |  |  |  | 0 |  |  | 0
|  | A-III class armature | ton | with project | 0.5646 |  |  |  | 0 |  |  | 0
|  | Tool consumables | GEL | 0.76 | 3.6176 |  |  |  | 0 |  |  | 0
38 | 6-15-4. | Mon. reinforced concrete crossbar mc-15 (2 units) | m3 |  | 2.72
|  | Labour resources | p.p/hr | 10.6 | 28.832 |  | 0 |  |  |  |  | 0
|  | Vehicles | GEL | 1.15 | 3.128 | [5 empty] | 0 | 0
|  | Concrete ~B25~ | m3 | 1 | 2.72 |  |  |  | 0 |  |  | 0
|  | Frame board | sq.m | 1.89 | 5.1408 |  |  |  | 0 |  |  | 0
|  | Frame plank II quality. 25-32mm | m3 | 0.0037 | 0.010064 |  |  |  | 0 |  |  | 0
|  | The same, IIquality. 40mm and more | m3 | 0.0168 | 0.045696 |  |  |  | 0 |  |  | 0
|  | Frame plank IIIquality. 40mm | m3 | 0.004 | 0.01088 |  |  |  | 0 |  |  | 0
|  | Electrode | kg | 3.4 | 9.248 |  |  |  | 0 |  |  | 0
|  | A-I class armature | ton | with project | 0.114 |  |  |  | 0 |  |  | 0
|  | A-III class armature | ton | with project | 0.3188 |  |  |  | 0 |  |  | 0
|  | Tool consumables | GEL | 0.76 | 2.0672 |  |  |  | 0 |  |  | 0
39 | 6-15-4. | Mon. reinforced concrete crossbar mc-16 (1 unit) | m3 |  | 4.42
|  | Labour resources | p.p/hr | 10.6 | 46.852 |  | 0 |  |  |  |  | 0
|  | Vehicles | GEL | 1.15 | 5.083 | [5 empty] | 0 | 0
|  | Concrete ~B25~ | m3 | 1 | 4.42 |  |  |  | 0 |  |  | 0
|  | Frame board | sq.m | 1.89 | 8.3538 |  |  |  | 0 |  |  | 0
|  | Frame plank II quality. 25-32mm | m3 | 0.0037 | 0.016354 |  |  |  | 0 |  |  | 0
|  | The same, IIquality. 40mm and more | m3 | 0.0168 | 0.074256 |  |  |  | 0 |  |  | 0
|  | Frame plank IIIquality. 40mm | m3 | 0.004 | 0.01768 |  |  |  | 0 |  |  | 0
|  | Electrode | kg | 3.4 | 15.028 |  |  |  | 0 |  |  | 0
|  | A-I class armature | ton | with project | 0.228 |  |  |  | 0 |  |  | 0
|  | A-III class armature | ton | with project | 0.5176 |  |  |  | 0 |  |  | 0
|  | Tool consumables | GEL | 0.76 | 3.3592 |  |  |  | 0 |  |  | 0
40 | 6-15-4. | Mon. reinforced concrete crossbar mc-17 (1 unit) | m3 |  | 5.1
|  | Labour resources | p.p/hr | 10.6 | 54.06 |  | 0 |  |  |  |  | 0
|  | Vehicles | GEL | 1.15 | 5.865 | [5 empty] | 0 | 0
|  | Concrete ~B25~ | m3 | 1 | 5.1 |  |  |  | 0 |  |  | 0
|  | Frame board | sq.m | 1.89 | 9.639 |  |  |  | 0 |  |  | 0
|  | Frame plank II quality. 25-32mm | m3 | 0.0037 | 0.01887 |  |  |  | 0 |  |  | 0
|  | The same, IIquality. 40mm and more | m3 | 0.0168 | 0.08568 |  |  |  | 0 |  |  | 0
|  | Frame plank IIIquality. 40mm | m3 | 0.004 | 0.0204 |  |  |  | 0 |  |  | 0
|  | Electrode | kg | 3.4 | 17.34 |  |  |  | 0 |  |  | 0
|  | A-I class armature | ton | with project | 0.2576 |  |  |  | 0 |  |  | 0
|  | A-III class armature | ton | with project | 0.5917 |  |  |  | 0 |  |  | 0
|  | Tool consumables | GEL | 0.76 | 3.876 |  |  |  | 0 |  |  | 0
41 | 6-15-4. | Mon. reinforced concrete crossbar mc-18 (1 unit) | m3 |  | 5.41
|  | Labour resources | p.p/hr | 10.6 | 57.346 |  | 0 |  |  |  |  | 0
|  | Vehicles | GEL | 1.15 | 6.2215 | [5 empty] | 0 | 0
|  | Concrete ~B25~ | m3 | 1 | 5.41 |  |  |  | 0 |  |  | 0
|  | Frame board | sq.m | 1.89 | 10.2249 |  |  |  | 0 |  |  | 0
|  | Frame plank II quality. 25-32mm | m3 | 0.0037 | 0.020017 |  |  |  | 0 |  |  | 0
|  | The same, IIquality. 40mm and more | m3 | 0.0168 | 0.090888 |  |  |  | 0 |  |  | 0
|  | Frame plank IIIquality. 40mm | m3 | 0.004 | 0.02164 |  |  |  | 0 |  |  | 0
|  | Electrode | kg | 3.4 | 18.394 |  |  |  | 0 |  |  | 0
|  | A-I class armature | ton | with project | 0.269 |  |  |  | 0 |  |  | 0
|  | A-III class armaturea | ton | with project | 0.625 |  |  |  | 0 |  |  | 0
|  | Tool consumables | GEL | 0.76 | 4.1116 |  |  |  | 0 |  |  | 0
42 | 6-15-4. | Mon. reinforced concrete crossbar mc-19 (1 unit) | m3 |  | 1.28
|  | Labour resources | p.p/hr | 10.6 | 13.568 |  | 0 |  |  |  |  | 0
|  | Vehicles | GEL | 1.15 | 1.472 | [5 empty] | 0 | 0
|  | Concrete ~B25~ | m3 | 1 | 1.28 |  |  |  | 0 |  |  | 0
|  | Frame board | sq.m | 1.89 | 2.4192 |  |  |  | 0 |  |  | 0
|  | Frame plank II quality. 25-32mm | m3 | 0.0037 | 0.004736 |  |  |  | 0 |  |  | 0
|  | The same, IIquality. 40mm and more | m3 | 0.0168 | 0.021504 |  |  |  | 0 |  |  | 0
|  | Frame plank IIIquality. 40mm | m3 | 0.004 | 0.00512 |  |  |  | 0 |  |  | 0
|  | Electrode | kg | 3.4 | 4.352 |  |  |  | 0 |  |  | 0
|  | A-I class armature | ton | with project | 0.0524 |  |  |  | 0 |  |  | 0
|  | A-III class armature | ton | with project | 0.149 |  |  |  | 0 |  |  | 0
|  | Tool consumables | GEL | 0.76 | 0.9728 |  |  |  | 0 |  |  | 0
43 | 6-15-4. | Mon. reinforced concrete crossbar mc-20 (1 unit) | m3 |  | 1.28
|  | Labour resources | p.p/hr | 10.6 | 13.568 |  | 0 |  |  |  |  | 0
|  | Vehicles | GEL | 1.15 | 1.472 | [5 empty] | 0 | 0
|  | Concrete ~B25~ | m3 | 1 | 1.28 |  |  |  | 0 |  |  | 0
|  | Frame board | sq.m | 1.89 | 2.4192 |  |  |  | 0 |  |  | 0
|  | Frame plank II quality. 25-32mm | m3 | 0.0037 | 0.004736 |  |  |  | 0 |  |  | 0
|  | The same, IIquality. 40mm and more | m3 | 0.0168 | 0.021504 |  |  |  | 0 |  |  | 0
|  | Frame plank IIIquality. 40mm | m3 | 0.004 | 0.00512 |  |  |  | 0 |  |  | 0
|  | Electrode | kg | 3.4 | 4.352 |  |  |  | 0 |  |  | 0
|  | A-I class armature | ton | with project | 0.052 |  |  |  | 0 |  |  | 0
|  | A-III class armature | ton | with project | 0.149 |  |  |  | 0 |  |  | 0
|  | Tool consumables | GEL | 0.76 | 0.9728 |  |  |  | 0 |  |  | 0
44 | 6-15-4. | Mon. reinforced concrete crossbar mc-21 (1 unit) | m3 |  | 0.64
|  | Labour resources | p.p/hr | 10.6 | 6.784 |  | 0 |  |  |  |  | 0
|  | Vehicles | GEL | 1.15 | 0.736 | [5 empty] | 0 | 0
|  | Concrete ~B25~ | m3 | 1 | 0.64 |  |  |  | 0 |  |  | 0
|  | Frame board | sq.m | 1.89 | 1.2096 |  |  |  | 0 |  |  | 0
|  | Frame plank II quality. 25-32mm | m3 | 0.0037 | 0.002368 |  |  |  | 0 |  |  | 0
|  | The same, IIquality. 40mm and more | m3 | 0.0168 | 0.010752 |  |  |  | 0 |  |  | 0
|  | Frame plank IIIquality. 40mm | m3 | 0.004 | 0.00256 |  |  |  | 0 |  |  | 0
|  | Electrode | kg | 3.4 | 2.176 |  |  |  | 0 |  |  | 0
|  | A-I class armature | ton | with project | 0.0308 |  |  |  | 0 |  |  | 0
|  | A-III class armature | ton | with project | 0.0596 |  |  |  | 0 |  |  | 0
|  | Tool consumables | GEL | 0.76 | 0.4864 |  |  |  | 0 |  |  | 0
45 | 6-16-5. | Mon. reinforced concrete staircase #1 (from -0,100 to +3,100level) | m3 |  | 3.84
|  | Labour resources | p.p/hr | 13.9 | 53.376 |  | 0 |  |  |  |  | 0
|  | Vehicles | GEL | 1.28 | 4.9152 | [5 empty] | 0 | 0
|  | Concrete ~B25~ | m3 | 1.015 | 3.8976 |  |  |  | 0 |  |  | 0
|  | Frame board | sq.m | 2.29 | 8.7936 |  |  |  | 0 |  |  | 0
|  | Frame plank II quality. 25-32mm | m3 | 0.014 | 0.05376 |  |  |  | 0 |  |  | 0
|  | The same, IIquality. 40mm and more | m3 | 0.0429 | 0.16474 |  |  |  | 0 |  |  | 0
|  | Frame plank IIIquality. 40mm | m3 | 0.002 | 0.00768 |  |  |  | 0 |  |  | 0
|  | Electrode | kg | 2.5 | 9.6 |  |  |  | 0 |  |  | 0
|  | A-I class armature | ton | with project | 0.00819 |  |  |  | 0 |  |  | 0
|  | A-III class armature | ton | with project | 0.41929 |  |  |  | 0 |  |  | 0
|  | Tool consumables | GEL | 0.93 | 3.5712 |  |  |  | 0 |  |  | 0
46 | 6-16-5. | Mon. reinforced concrete staircase #2 (from -0,100 to +3,100 level) | m3 |  | 4.58
|  | Labour resources | p.p/hr | 13.9 | 63.662 |  | 0 |  |  |  |  | 0
|  | Vehicles | GEL | 1.28 | 5.8624 | [5 empty] | 0 | 0
|  | Concrete ~B25~ | m3 | 1.015 | 4.6487 |  |  |  | 0 |  |  | 0
|  | Frame board | sq.m | 2.29 | 10.4882 |  |  |  | 0 |  |  | 0
|  | Frame plank II quality. 25-32mm | m3 | 0.014 | 0.06412 |  |  |  | 0 |  |  | 0
|  | The same, IIquality. 40mm and more | m3 | 0.0429 | 0.19648 |  |  |  | 0 |  |  | 0
|  | Frame plank IIIquality. 40mm | m3 | 0.002 | 0.00916 |  |  |  | 0 |  |  | 0
|  | Electrode | kg | 2.5 | 11.45 |  |  |  | 0 |  |  | 0
|  | A-I class armature | ton | with project | 0.0069 |  |  |  | 0 |  |  | 0
|  | A-III class armature | ton | with project | 0.37858 |  |  |  | 0 |  |  | 0
|  | Tool consumables | GEL | 0.93 | 4.2594 |  |  |  | 0 |  |  | 0
47 | 6-16-5. | Mon. reinforced concrete staircase #3 (from -0,100 to +2,790 level) | m3 |  | 1.97
|  | Labour resources | p.p/hr | 13.9 | 27.383 |  | 0 |  |  |  |  | 0
|  | Vehicles | GEL | 1.28 | 2.5216 | [5 empty] | 0 | 0
|  | Concrete ~B25~ | m3 | 1.015 | 1.9995 |  |  |  | 0 |  |  | 0
|  | Frame board | sq.m | 2.29 | 4.5113 |  |  |  | 0 |  |  | 0
|  | Frame plank II quality. 25-32mm | m3 | 0.014 | 0.02758 |  |  |  | 0 |  |  | 0
|  | The same, IIquality. 40mm and more | m3 | 0.0429 | 0.084513 |  |  |  | 0 |  |  | 0
|  | Frame plank IIIquality. 40mm | m3 | 0.002 | 0.00394 |  |  |  | 0 |  |  | 0
|  | Electrode | kg | 2.5 | 4.925 |  |  |  | 0 |  |  | 0
|  | A-I class armature | ton | with project | 0.00419 |  |  |  | 0 |  |  | 0
|  | A-III class armature | ton | with project | 0.20561 |  |  |  | 0 |  |  | 0
|  | Tool consumables | GEL | 0.93 | 1.8321 |  |  |  | 0 |  |  | 0
48 | 6-16-5. | Mon. reinforced concrete staircase #4 (from -0,100 to +2,260 level) | m3 |  | 1.62
|  | Labour resources | p.p/hr | 13.9 | 22.518 |  | 0 |  |  |  |  | 0
|  | Vehicles | GEL | 1.28 | 2.0736 | [5 empty] | 0 | 0
|  | Concrete ~B25~ | m3 | 1.015 | 1.6443 |  |  |  | 0 |  |  | 0
|  | Frame board | sq.m | 2.29 | 3.7098 |  |  |  | 0 |  |  | 0
|  | Frame plank II quality. 25-32mm | m3 | 0.014 | 0.02268 |  |  |  | 0 |  |  | 0
|  | The same, IIquality. 40mm and more | m3 | 0.0429 | 0.069498 |  |  |  | 0 |  |  | 0
|  | Frame plank IIIquality. 40mm | m3 | 0.002 | 0.00324 |  |  |  | 0 |  |  | 0
|  | Electrode | kg | 2.5 | 4.05 |  |  |  | 0 |  |  | 0
|  | A-I class armature | ton | with project | 0.00327 |  |  |  | 0 |  |  | 0
|  | A-III class armature | ton | with project | 0.16967 |  |  |  | 0 |  |  | 0
|  | Tool consumables | GEL | 0.93 | 1.5066 |  |  |  | 0 |  |  | 0
Roofing constructions
49 | 9-11-7. | Roofing metal elements | ton |  | 1.6903
|  | Labour resources | p.p/hr | 24.6 | 41.5802 |  | 0 |  |  |  |  | 0
|  | Vehicles | GEL | 0.95 | 1.6057 | [5 empty] | 0 | 0
| Code0438 | Gantry crane of 30 tones | w/hr | 0.59 | 0.99725 | [5 empty] | 0 | 0
| Code0489 | Crane on caterpillar movement of 25 tones | w/hr | 1.22 | 2.0621 | [5 empty] | 0 | 0
|  | Construction cost | ton |  | 1.6903 |  |  |  | 0 |  |  | 0
|  | Installation elements | kg | 0.2 | 0.33805 |  |  |  | 0 |  |  | 0
|  | Bolts | kg | 20.4 | 34.4811 |  |  |  | 0 |  |  | 0
|  | Tool consumables | GEL | 2.78 | 4.6989 |  |  |  | 0 |  |  | 0
50 | 10-11-1. | Roofing wood constructions | m3 |  | 24.15
|  | Labour resources | p.p/hr | 23.8 | 574.77 |  | 0 |  |  |  |  | 0
|  | Vehicles | GEL | 2.1 | 50.715 | [5 empty] | 0 | 0
|  | Dry wood material | m3 | 1 | 24.15 |  |  |  | 0 |  |  | 0
|  | Nail | kg | 7.2 | 173.88 |  |  |  | 0 |  |  | 0
|  | Wire rod | kg | 4.38 | 105.777 |  |  |  | 0 |  |  | 0
|  | Roofing felt | sq.m | 3.38 | 81.627 |  |  |  | 0 |  |  | 0
|  | Antiseptic paste | kg | 1.96 | 47.334 |  |  |  | 0 |  |  | 0
|  | Tool consumables | GEL | 3.44 | 83.076 |  |  |  | 0 |  |  | 0
Architectural part
Floor
51 | 11-3-1Iss | Floor insulation in the rooms with XPS, 50mm width. | sq.m |  | 503.6
|  | Labour resources | p.p/hr | 0.312 | 157.1232 |  | 0 |  |  |  |  | 0
|  | Vehicles | GEL | 0.0138 | 6.9497 | [5 empty] | 0 | 0
| 4,1-495 | Insulation XPS | sq.m | 1.12 | 564.032 |  |  |  | 0 |  |  | 0
|  | Tool consumables | GEL | 0.0019 | 0.95684 |  |  |  | 0 |  |  | 0
52 | 11-8-1;11-8-2 | to lay concrete on the room floors, width 50mm | 100 sq.m |  | 5.036
|  | Labour resources | p.p/hr | 20.84 | 104.9502 |  | 0 |  |  |  |  | 0
|  | Vehicles | GEL | 2.33 | 11.7339 | [5 empty] | 0 | 0
| 4,1-370 | Concrete solution ~m100~ | m3 | 5.1 | 25.6836 |  |  |  | 0 |  |  | 0
|  | Tool consumables | GEL | 6.36 | 32.029 |  |  |  | 0 |  |  | 0
53 | 11-20-3. | Tiling wet floor | sq.m |  | 24.1
|  | Labour resources | p.p/hr | 1.08 | 26.028 |  | 0 |  |  |  |  | 0
|  | Vehicles | GEL | 0.0452 | 1.0893 | [5 empty] | 0 | 0
| 4,1-201 | Cement adhesive | kg | 5 | 120.5 |  |  |  | 0 |  |  | 0
| 4,1-336 | Floor tile | sq.m | 1.02 | 24.582 |  |  |  | 0 |  |  | 0
|  | Tool consumables | GEL | 0.0466 | 1.1231 |  |  |  | 0 |  |  | 0
54 | 11-20-3. | Tiling ceramo granite | sq.m |  | 290.8
|  | Labour resources | p.p/hr | 1.08 | 314.064 |  | 0 |  |  |  |  | 0
|  | Vehicles | GEL | 0.0452 | 13.1442 | [5 empty] | 0 | 0
| 4,1-201 | Cement adhesive | kg | 5 | 1454 |  |  |  | 0 |  |  | 0
| 4,1-336 | Ceramo granite tiles | sq.m | 1.02 | 296.616 |  |  |  | 0 |  |  | 0
|  | Tool consumables | GEL | 0.0466 | 13.5513 |  |  |  | 0 |  |  | 0
55 | 11-20-3. | Floor tiling with natural stones | sq.m |  | 152
|  | Labour resources | p.p/hr | 1.08 | 164.16 |  | 0 |  |  |  |  | 0
|  | Vehicles | GEL | 0.0452 | 6.8704 | [5 empty] | 0 | 0
| 4,1-201 | Cement adhesive | kg | 5 | 760 |  |  |  | 0 |  |  | 0
| 4,1-336 | Natural stone tiles | sq.m | 1.02 | 155.04 |  |  |  | 0 |  |  | 0
|  | Tool consumables | GEL | 0.0466 | 7.0832 |  |  |  | 0 |  |  | 0
56 | 11-27-7. | linoleum flooring | sq.m |  | 52
|  | Labour resources | p.p/hr | 1.29 | 67.08 |  | 0 |  |  |  |  | 0
|  | Vehicles | GEL | 0.034 | 1.768 | [5 empty] | 0 | 0
|  | Adhesive | kg | 0.5 | 26 |  |  |  | 0 |  |  | 0
|  | linoleum | sq.m | 1.015 | 52.78 |  |  |  | 0 |  |  | 0
|  | Tool consumables | GEL | 0.182 | 9.464 |  |  |  | 0 |  |  | 0
57 | 11-20-4. | Mosaic tiling on the perimeter walks | sq.m |  | 182.1
|  | Labour resources | p.p/hr | 0.983 | 179.0043 |  | 0 |  |  |  |  | 0
|  | Vehicles | GEL | 0.0337 | 6.1368 | [5 empty] | 0 | 0
|  | Cement adhesive | kg | 6.25 | 1138.125 |  |  |  | 0 |  |  | 0
|  | Mosaic panels | sq.m | 1.01 | 183.921 |  |  |  | 0 |  |  | 0
|  | Tool consumables | GEL | 0.0497 | 9.0504 |  |  |  | 0 |  |  | 0
Walls
58 | 8-15-1. | Walls order with thin blocks, width 20sm | m3 |  | 56.74
|  | Labour resources | p.p/hr | 3.36 | 190.6464 |  | 0 |  |  |  |  | 0
|  | Vehicles | GEL | 0.92 | 52.2008 | [5 empty] | 0 | 0
| 4,1-368 | Concrete solution ~m50~ | m3 | 0.11 | 6.2414 |  |  |  | 0 |  |  | 0
| 4,1-41 | Block 0,92m3 | unit | 65 | 3688.1 |  |  |  | 0 |  |  | 0
|  | Tool consumables | GEL | 0.16 | 9.0784 |  |  |  | 0 |  |  | 0
59 | 8-5-2. | Order of outer walls with bricks(saS.sirT) | m3 |  | 31.53
|  | Labour resources | p.p/hr | 4.23 | 133.3719 |  | 0 |  |  |  |  | 0
|  | Vehicles | GEL | 0.78 | 24.5934 | [5 empty] | 0 | 0
|  | Concrete solution ~m50~ | m3 | 0.23 | 7.2519 |  |  |  | 0 |  |  | 0
|  | Brick of simple clay | 1000units | 0.384 | 12.1075 |  |  |  | 0 |  |  | 0
|  | Tool consumables | GEL | 0.17 | 5.3601 |  |  |  | 0 |  |  | 0
60 | 8-15-1. | Walls order with thin blocks, width 10cm | m3 |  | 12
|  | Labour resources | p.p/hr | 3.08 | 36.96 |  | 0 |  |  |  |  | 0
|  | Vehicles | GEL | 0.92 | 11.04 | [5 empty] | 0 | 0
| 4,1-368 | Concrete solution ~m50~ | m3 | 0.11 | 1.32 |  |  |  | 0 |  |  | 0
| 4,1-40 | blocks 0,92kub.m. | unit | 130 | 1560 |  |  |  | 0 |  |  | 0
|  | Tool consumables | GEL | 0.16 | 1.92 |  |  |  | 0 |  |  | 0
Ceilling
61 | 34-58Iss. | Drywall ceilling arrangement | 100 sq.m |  | 3.36
|  | Labour resources | p.p/hr | 153 | 514.08 |  | 0 |  |  |  |  | 0
|  | Vehicles | GEL | 4.3 | 14.448 | [5 empty] | 0 | 0
|  | Ceiling material(complete) | sq.m | 101 | 339.36 |  |  |  | 0 |  |  | 0
|  | Other expenses | GEL | 6.4 | 21.504 |  |  |  | 0 |  |  | 0
62 | 34-58Iss. | Wood ceilling arrangement | 100 sq.m |  | 0.95
|  | Labour resources | p.p/hr | 153 | 145.35 |  | 0 |  |  |  |  | 0
|  | Vehicles | GEL | 4.3 | 4.085 | [5 empty] | 0 | 0
|  | Ceiling material (complete) | sq.m | 101 | 95.95 |  |  |  | 0 |  |  | 0
|  | Tool consumables | GEL | 6.4 | 6.08 |  |  |  | 0 |  |  | 0
63 | 34-58Iss. | Tool consumables | 100 sq.m |  | 0.241
|  | Labour resources | p.p/hr | 153 | 36.873 |  | 0 |  |  |  |  | 0
|  | Vehicles | GEL | 4.3 | 1.0363 | [5 empty] | 0 | 0
|  | Ceiling material (complete) | sq.m | 101 | 24.341 |  |  |  | 0 |  |  | 0
|  | Tool consumables | GEL | 6.4 | 1.5424 |  |  |  | 0 |  |  | 0
64 | 15-52-1. | Grinding bottom of balcony and roofing with concrete solution | sq.m |  | 182.1
|  | Labour resources | p.p/hr | 0.93 | 169.353 |  | 0 |  |  |  |  | 0
|  | Vehicles | GEL | 0.026 | 4.7346 | [5 empty] | 0 | 0
|  | Concrete solution | m3 | 0.0255 | 4.6436 |  |  |  | 0 |  |  | 0
| Code1431 | Wet mix pump | w/hr | 0.024 | 4.3704 | [5 empty] | 0 | 0
65 | 15-156-4 | Painting bottoms of balcony and roofing with waterproof dye | sq.m |  | 518.1
|  | Labour resources | p.p/hr | 0.139 | 72.0159 |  | 0 |  |  |  |  | 0
|  | Vehicles | GEL | 0.007 | 3.6267 | [5 empty] | 0 | 0
|  | Dye | kg | 0.69 | 357.489 |  |  |  | 0 |  |  | 0
|  | Filler | kg | 0.12 | 62.172 |  |  |  | 0 |  |  | 0
|  | Priming coat | kg | 0.15 | 77.715 |  |  |  | 0 |  |  | 0
|  | Tool consumables | GEL | 0.0034 | 1.7615 |  |  |  | 0 |  |  | 0
Internal face-works
66 | 15-55-9 | Wall daubing with concrete solution | sq.m |  | 425
| t.n.3.11 | Labour resources | p.p/hr | 1.1716 | 497.93 |  | 0 |  |  |  |  | 0
|  | Vehicles | GEL | 0.027 | 11.475 | [5 empty] | 0 | 0
|  | Concrete solution | m3 | 0.02499 | 10.6207 |  |  |  | 0 |  |  | 0
|  | Wire netting | sq.m | 0.0528 | 22.44 |  |  |  | 0 |  |  | 0
| Code1430 | Solution pump | w/hr | 0.04715 | 20.0388 | [5 empty] | 0 | 0
|  | Tool consumables | GEL | 0.003 | 1.275 |  |  |  | 0 |  |  | 0
67 | 15-14-1. | Walls facing with enameled panels | sq.m |  | 138.2
|  | Labour resources | p.p/hr | 1.7 | 234.94 |  | 0 |  |  |  |  | 0
|  | Vehicles | GEL | 0.02 | 2.764 | [5 empty] | 0 | 0
|  | Concrete solution | m3 | 0.015 | 2.073 |  |  |  | 0 |  |  | 0
|  | Enameled panels | sq.m | 1 | 138.2 |  |  |  | 0 |  |  | 0
|  | Cement adhesive | kg | 6.25 | 863.75 |  |  |  | 0 |  |  | 0
|  | Tool consumables | GEL | 0.007 | 0.9674 |  |  |  | 0 |  |  | 0
68 | 15-168-7. | Painting walls with emulsion paint | sq.m |  | 425
|  | Labour resources | p.p/hr | 0.658 | 279.65 |  | 0 |  |  |  |  | 0
|  | Vehicles | GEL | 0.01 | 4.25 | [5 empty] | 0 | 0
|  | Dye | kg | 0.63 | 267.75 |  |  |  | 0 |  |  | 0
|  | Filler | kg | 0.79 | 335.75 |  |  |  | 0 |  |  | 0
|  | Other expenses | GEL | 0.016 | 6.8 |  |  |  | 0 |  |  | 0
69 | r14-564Iss | Brick toning with special solution | sq.m |  | 250
|  | Labour resources | p.p/hr | 0.132 | 33 |  | 0 |  |  |  |  | 0
|  | Vehicles | GEL | 0.001 | 0.25 | [5 empty] | 0 | 0
|  | Dye | kg | 0.137 | 34.25 |  |  |  | 0 |  |  | 0
|  | Tool consumables | GEL | 0.0009 | 0.225 |  |  |  | 0 |  |  | 0
70 | r14-564Iss | Concrete wall treatment | sq.m |  | 154
|  | Labour resources | p.p/hr | 0.132 | 20.328 |  | 0 |  |  |  |  | 0
|  | Vehicles | GEL | 0.001 | 0.154 | [5 empty] | 0 | 0
|  | Lacquer | kg | 0.137 | 21.098 |  |  |  | 0 |  |  | 0
|  | Tool consumables | GEL | 0.0009 | 0.1386 |  |  |  | 0 |  |  | 0
Headrooms
71 | 9-14-6. | Aluminium vitrage cost | sq.m |  | 133
|  | Labour resources | p.p/hr | 7.65 | 1017.45 |  | 0 |  |  |  |  | 0
|  | Vehicles | GEL | 0.348 | 46.284 | [5 empty] | 0 | 0
| 3..-3 | Aluminium vitrage arrangement | sq.m | 1 | 133 |  |  |  | 0 |  |  | 0
|  | Other expenses | GEL | 0.656 | 87.248 |  |  |  | 0 |  |  | 0
72 | 10-20-3Iss | Mdf doors arrangement | sq.m |  | 42.1
|  | Labour resources | p.p/hr | 1.16 | 48.836 |  | 0 |  |  |  |  | 0
|  | Vehicles | GEL | 0.13 | 5.473 | [5 empty] | 0 | 0
| 5,1-63 | Mdf doors (complete) | sq.m | 1 | 42.1 |  |  |  | 0 |  |  | 0
|  | Tool consumables | GEL | 0.0206 | 0.86726 |  |  |  | 0 |  |  | 0
73 | 9-5-1. | Metal door arrangement | sq.m |  | 16.1
|  | Labour resources | p.p/hr | 1.11 | 17.871 |  | 0 |  |  |  |  | 0
|  | Vehicles | GEL | 0.516 | 8.3076 | [5 empty] | 0 | 0
| 1,9-60 | Door price | sq.m | 1 | 16.1 |  |  |  | 0 |  |  | 0
|  | Tool consumables | GEL | 0.054 | 0.8694 |  |  |  | 0 |  |  | 0
Façade dressing
74 | 15-52-1. | Façade walls daubing with concrete solution | sq.m |  | 283.7
|  | Labour resources | p.p/hr | 0.93 | 263.841 |  | 0 |  |  |  |  | 0
|  | Vehicles | GEL | 0.026 | 7.3762 | [5 empty] | 0 | 0
|  | Concrete solution | m3 | 0.0255 | 7.2344 |  |  |  | 0 |  |  | 0
| Code1431 | Solution pump | w/hr | 0.024 | 6.8088 | [5 empty] | 0 | 0
75 | 15-13-1Iss | Walls facing with bricks | sq.m |  | 170.9
|  | Labour resources | p.p/hr | 1.06 | 181.154 |  | 0 |  |  |  |  | 0
|  | Vehicles | GEL | 0.02 | 3.418 | [5 empty] | 0 | 0
| 4,1-8 | Brick | unit | 62.5 | 10681.25 |  |  |  | 0 |  |  | 0
| 4,1-368 | Concrete solution | m3 | 0.01 | 1.709 |  |  |  | 0 |  |  | 0
| 4,1-201 | Cold0resistant cement adhesive | kg | 5 | 854.5 |  |  |  | 0 |  |  | 0
|  | Tool consumables | GEL | 0.004 | 0.6836 |  |  |  | 0 |  |  | 0
76 | 15-156-4 | Façade painting with waterproof dye | sq.m |  | 41.8
|  | Labour resources | p.p/hr | 0.139 | 5.8102 |  | 0 |  |  |  |  | 0
|  | Vehicles | GEL | 0.007 | 0.2926 | [5 empty] | 0 | 0
|  | Dye | kg | 0.69 | 28.842 |  |  |  | 0 |  |  | 0
|  | Filler | kg | 0.12 | 5.016 |  |  |  | 0 |  |  | 0
|  | Priming coat | kg | 0.15 | 6.27 |  |  |  | 0 |  |  | 0
|  | Tool consumables | GEL | 0.0034 | 0.14212 |  |  |  | 0 |  |  | 0
77 | 9-4-6. | Façade dressing with composite panel | sq.m |  | 36.3
|  | Labour resources | p.p/hr | 0.94 | 34.122 |  | 0 |  |  |  |  | 0
|  | Vehicles | GEL | 0.0978 | 3.5501 | [5 empty] | 0 | 0
|  | Panel | sq.m | 1 | 34.122 |  |  |  | 0 |  |  | 0
|  | Installation elements | kg | 0.19 | 6.897 |  |  |  | 0 |  |  | 0
|  | Tool consumables | GEL | 0.0556 | 2.0183 |  |  |  | 0 |  |  | 0
78 | 9-4-6. | Façade dressing with composite panel( wood material) | sq.m |  | 48.3
|  | Labour resources | p.p/hr | 0.94 | 45.402 |  | 0 |  |  |  |  | 0
|  | Vehicles | GEL | 0.0978 | 4.7237 | [5 empty] | 0 | 0
|  | Panel | sq.m | 1 | 45.402 |  |  |  | 0 |  |  | 0
|  | Installation elements | kg | 0.19 | 9.177 |  |  |  | 0 |  |  | 0
|  | Tool consumables | GEL | 0.0556 | 2.6855 |  |  |  | 0 |  |  | 0
79 | 9-4-6. | Façade dressing with perforated panel | sq.m |  | 17.8
|  | Labour resources | p.p/hr | 0.94 | 16.732 |  | 0 |  |  |  |  | 0
|  | Vehicles | GEL | 0.0978 | 1.7408 | [5 empty] | 0 | 0
|  | Panel | sq.m | 1 | 16.732 |  |  |  | 0 |  |  | 0
|  | Installation elements | kg | 0.19 | 3.382 |  |  |  | 0 |  |  | 0
|  | Tool consumables | GEL | 0.0556 | 0.98968 |  |  |  | 0 |  |  | 0
Roofing
80 | 26-8-9. | Roofing insulation with rock wool, width 5cm | m3 |  | 50.8625
|  | Labour resources | p.p/hr | 11.4 | 579.8325 |  | 0 |  |  |  |  | 0
|  | Vehicles | GEL | 1.08 | 54.9315 | [5 empty] | 0 | 0
| 4,1-479 | Rock wool | m3 | 1.02 | 51.8798 |  |  |  | 0 |  |  | 0
81 | 12-8-5. | Roof arrangement with metal roof tiles | sq.m |  | 508.625
|  | Labour resources | p.p/hr | 0.83 | 422.1587 |  | 0 |  |  |  |  | 0
|  | Vehicles | GEL | 0.0041 | 2.0854 | [5 empty] | 0 | 0
|  | Metal roof tiles | sq.m | 1.02 | 518.7975 |  |  |  | 0 |  |  | 0
|  | Tool consumables | GEL | 0.078 | 39.6728 |  |  |  | 0 |  |  | 0
82 | 12-8-4. | Drain pipe arrangement | 100m |  | 1.14
|  | Labour resources | p.p/hr | 28.6 | 32.604 |  | 0 |  |  |  |  | 0
|  | Vehicles | GEL | 0.41 | 0.4674 | [5 empty] | 0 | 0
|  | Galvanized tin sheet | ton | 0.23 | 0.2622 |  |  |  | 0 |  |  | 0
|  | Nail | kg | 3.8 | 4.332 |  |  |  | 0 |  |  | 0
|  | Bolts | kg | 3.8 | 4.332 |  |  |  | 0 |  |  | 0
|  | Forged | kg | 1.69 | 1.9266 |  |  |  | 0 |  |  | 0
|  | Funnel | unit | proeqtiT | 4 |  |  |  | 0 |  |  | 0
Different works
83 | 15-12-1. | Stairs facing with basalt | sq.m |  | 45
|  | Labour resources | p.p/hr | 5.75 | 258.75 |  | 0 |  |  |  |  | 0
|  | Vehicles | GEL | 0.0034 | 0.153 | [5 empty] | 0 | 0
|  | Basalt panel | sq.m | 1.01 | 45.45 |  |  |  | 0 |  |  | 0
|  | Concrete solution | m3 | 0.002 | 0.09 |  |  |  | 0 |  |  | 0
|  | Tool consumables | GEL | 0.024 | 1.08 |  |  |  | 0 |  |  | 0
84 | 7-58-4 | Metal balustrade arrangement | length meter. |  | 91.1
|  | Labour resources | p.p/hr | 0.379 | 34.5269 |  | 0 |  |  |  |  | 0
|  | Vehicles | GEL | 0.028 | 2.5508 | [5 empty] | 0 | 0
|  | Metal balustrade | length meter. | 1 | 91.1 |  |  |  | 0 |  |  | 0
|  | Concrete ~m300~ | ton | 0.0015 | 0.13665 |  |  |  | 0 |  |  | 0
85 | 15-164-8 | Metal balustrade painting | sq.m |  | 91.1
|  | Labour resources | p.p/hr | 0.68 | 61.948 |  | 0 |  |  |  |  | 0
|  | Vehicles | GEL | 0.0003 | 0.02733 | [5 empty] | 0 | 0
|  | Red-lead cement | kg | 0.251 | 22.8661 |  |  |  | 0 |  |  | 0
|  | Pulverized paint | kg | 0.002 | 0.1822 |  |  |  | 0 |  |  | 0
|  | Drying oil | kg | 0.027 | 2.4597 |  |  |  | 0 |  |  | 0
|  | Tool consumables | GEL | 0.0019 | 0.17309 |  |  |  | 0 |  |  | 0
|  | Sum |  |  |  |  | 0 |  | 0 |  | 0 | 0
|  | Installation way-bill expenses | percent |  |  |  | 0 |  | 0 |  | 0 | 0
|  | Profit | percent |  |  |  | 0 |  | 0 |  | 0 | 0
|  | Sum A |  |  |  |  | 0 |  | 0 |  | 0 | 0

## B
Construction of the Regional Educational and Consultation Apicultural Centre
|  | B Internal water supply, sanitary equipment | [6 empty] | Total cost |  | 0 | GEL
[9 empty] | Salary |  | 0 | GEL
|  | Name of work |  | Resource |  | Labour |  | Material |  | Mechanisms |  | Sum
# | Basis |  | Dimension | Per unit | All | Per unit | All | Per unit | All | Per unit | All
[6 empty] | price |  | price |  | price
1' | 2' | 3' | 4' | 5' | 6' | 7' | 8' | 9' | 10' | 11' | 12' | 13'
Cold water
1 | 16-24-4. | Polyethylene pipe PN-10 d-32 | length meter |  | 8
|  | Labour resources | p.p./hr | 1.56 | 12.48 |  | 0 |  |  |  |  | 0
|  | Vehicles | GEL | 0.0217 | 0.1736 | [5 empty] | 0 | 0
| 2,6-3 | Pipe price d=32mm | length meter | 0.937 | 7.496 |  |  |  | 0 |  |  | 0
|  | Clinches | kg. | with project | 1 |  |  |  | 0 |  |  | 0
|  | Tool consumables | GEL | 0.0708 | 0.5664 |  |  |  | 0 |  |  | 0
2 | 16-24-4. | Pipe Ø40*5,5mm PN 20 | length meter |  | 24
|  | Labour resources | p.p./hr | 1.56 | 37.44 |  | 0 |  |  |  |  | 0
|  | Vehicles | GEL | 0.0217 | 0.5208 | [5 empty] | 0 | 0
| 2,6-3 | Pipe price d=40mm | length meter | 0.937 | 22.488 |  |  |  | 0 |  |  | 0
|  | Clinches | kg. | with project | 1 |  |  |  | 0 |  |  | 0
|  | Tool consumables | GEL | 0.0708 | 1.6992 |  |  |  | 0 |  |  | 0
3 | 16-24-4. | PipeØ32*4,4mmPN 20 | length meter |  | 16
|  | Labour resources | p.p./hr | 1.56 | 24.96 |  | 0 |  |  |  |  | 0
|  | Vehicles | GEL | 0.0217 | 0.3472 | [5 empty] | 0 | 0
| 2,6-3 | Pipe price d=32mm | length meter | 0.937 | 14.992 |  |  |  | 0 |  |  | 0
|  | Clinches | kg. | with project | 1 |  |  |  | 0 |  |  | 0
|  | Tool consumables | GEL | 0.0708 | 1.1328 |  |  |  | 0 |  |  | 0
4 | 16-24-4. | Pipe Ø25*4,4mmPN 20 | length meter |  | 56
|  | Labour resources | p.p./hr | 1.56 | 87.36 |  | 0 |  |  |  |  | 0
|  | Vehicles | GEL | 0.0217 | 1.2152 | [5 empty] | 0 | 0
| 2,6-3 | Pipe price d=25mm | length meter | 0.937 | 52.472 |  |  |  | 0 |  |  | 0
|  | clinches | kg. | with project | 2 |  |  |  | 0 |  |  | 0
|  | Tool consumables | GEL | 0.0708 | 3.9648 |  |  |  | 0 |  |  | 0
5 | 16-24-4. | Pipe Ø20*4,4mm PN 20 | length meter |  | 60
|  | Labour resources | p.p./hr | 1.56 | 93.6 |  | 0 |  |  |  |  | 0
|  | Vehicles | GEL | 0.0217 | 1.302 | [5 empty] | 0 | 0
| 2,6-3 | Pipe price d=20mm | length meter | 0.937 | 56.22 |  |  |  | 0 |  |  | 0
|  | Clinches | kg. | with project | 2 |  |  |  | 0 |  |  | 0
|  | Tool consumables | GEL | 0.0708 | 4.248 |  |  |  | 0 |  |  | 0
6 | Market | Pipe lagging | length meter |  | 156
|  | Labour resources | length meter | 1 | 156 |  | 0 |  |  |  |  | 0
|  | Pipe boxing d=40 | length meter | with project | 24 |  |  |  | 0 |  |  | 0
|  | Pipe boxing d=32 | length meter | with project | 16 |  |  |  | 0 |  |  | 0
|  | Pipe boxing d=25 | length meter | with project | 56 |  |  |  | 0 |  |  | 0
|  | Pipe boxing d=20 | length meter | with project | 60 |  |  |  | 0 |  |  | 0
7 | 22-23-1Iss | Figured parts arrangemnent | units |  | 201
|  | Labour resources | p.p./hr | 0.389 | 78.189 |  | 0 |  |  |  |  | 0
|  | Vehicles | GEL | 0.151 | 30.351 | [5 empty] | 0 | 0
| 6..-518 | Polyethylene joint PN-10 900 d-90 | units | with project | 4 |  |  |  | 0 |  |  | 0
| 6..-517 | 40/25/40 Trident | units | with project | 2 |  |  |  | 0 |  |  | 0
| 6..-516 | 32/25/32 Trident | units | with project | 2 |  |  |  | 0 |  |  | 0
| 6..-516 | 25mm Trident | units | with project | 4 |  |  |  | 0 |  |  | 0
| 6..-793 | 25/20/25 Trident | units | with project | 18 |  |  |  | 0 |  |  | 0
| 6..-792 | 20mmTrident | units | with project | 10 |  |  |  | 0 |  |  | 0
| 6..-791 | 40mm coupler | units | with project | 5 |  |  |  | 0 |  |  | 0
| 6..-59 | 32mm coupler | units | with project | 3 |  |  |  | 0 |  |  | 0
| 6..-58 | 25mm coupler | units | with project | 16 |  |  |  | 0 |  |  | 0
| 6..-57 | 20mm coupler | units | with project | 12 |  |  |  | 0 |  |  | 0
| 6..-415 | 40mm joint 900 | units | with project | 8 |  |  |  | 0 |  |  | 0
| 6..-413 | 32mm joint 450 | units | with project | 2 |  |  |  | 0 |  |  | 0
|  | 25mm joint 900 | units | with project | 32 |  |  |  | 0 |  |  | 0
| 6..-225 | 25mm joint 450 | units | with project | 4 |  |  |  | 0 |  |  | 0
| 6..-224 | 20mm joint 900 | units | with project | 36 |  |  |  | 0 |  |  | 0
| 6..-223 | 40-32mm adapter | units | with project | 1 |  |  |  | 0 |  |  | 0
| 6..-639 | 32-25mm adapter | units | with project | 1 |  |  |  | 0 |  |  | 0
| 6..-638 | 25-20mm adapter | units | with project | 10 |  |  |  | 0 |  |  | 0
| 6..-637 | 20 1/2" joint In.l | units | with project | 21 |  |  |  | 0 |  |  | 0
| 6..-638 | 20 1/2" Installation joint In.l დუბლი | units | with project | 2 |  |  |  | 0 |  |  | 0
| 6..-637 | Rubber hose pipe for toilet bowl | units | with project | 7 |  |  |  | 0 |  |  | 0
|  | Rubber hose pipe for urinal | units | with project | 1 |  |  |  | 0 |  |  | 0
|  | Tool consumables | GEL | 0.024 | 4.824 |  |  |  | 0 |  |  | 0
8 | 16-12-1. | Globe valves arrangement | units |  | 30
|  | Labour resources | p.p./hr | 1.5 | 45 |  | 0 |  |  |  |  | 0
|  | Vehicles | GEL | 0.13 | 3.9 | [5 empty] | 0 | 0
|  | 40mm Spherical globe valve | units | with project | 1 |  |  |  | 0 |  |  | 0
|  | 25mm Spherical globe valve | units | with project | 8 |  |  |  | 0 |  |  | 0
|  | Arko globe valve 1/2-1/2 (for lavatory bowland urinal) | units | with project | 8 |  |  |  | 0 |  |  | 0
|  | Arko globe valve 1/2-3/8 or 1/2-1/2(washbasin, shell | units | with project | 13 |  |  |  | 0 |  |  | 0
|  | Tool consumables | GEL | 0.07 | 2.1 |  |  |  | 0 |  |  | 0
9 | 17-3-3. | Mixer arrangement for shower room | units |  | 2
|  | Labour resources | p.p./hr | 0.82 | 1.64 |  | 0 |  |  |  |  | 0
|  | Vehicles | GEL | 0.01 | 0.02 | [5 empty] | 0 | 0
|  | Mixer price | units | 1 | 2 |  |  |  | 0 |  |  | 0
|  | Tool consumables | GEL | 0.07 | 0.14 |  |  |  | 0 |  |  | 0
10 | 17-3-3. | Mixer arrangement for shell | units |  | 7
|  | Labour resources | p.p./hr | 0.82 | 5.74 |  | 0 |  |  |  |  | 0
|  | Vehicles | GEL | 0.01 | 0.07 | [5 empty] | 0 | 0
|  | Mixer price | units | 1 | 7 |  |  |  | 0 |  |  | 0
|  | Tool consumables | GEL | 0.07 | 0.49 |  |  |  | 0 |  |  | 0
11 | 17-3-3. | Mixer arrangement for washbasin | units |  | 8
|  | Labour resources | p.p./hr | 0.82 | 6.56 |  | 0 |  |  |  |  | 0
|  | Vehicles | GEL | 0.01 | 0.08 | [5 empty] | 0 | 0
|  | Mixer price | units | 1 | 8 |  |  |  | 0 |  |  | 0
|  | Tool consumables | GEL | 0.07 | 0.56 |  |  |  | 0 |  |  | 0
Hot water
12 | 16-24-4. | Glass fibre-reinforced pipe Ø25*3,5mmPN 20 | length meter |  | 64
|  | Labour resources | p.p./hr | 1.56 | 99.84 |  | 0 |  |  |  |  | 0
|  | Vehicles | GEL | 0.0217 | 1.3888 | [5 empty] | 0 | 0
| 2,6-3 | Pipe price d=25mm | length meter | 0.937 | 59.968 |  |  |  | 0 |  |  | 0
|  | Clinches | kg. | with project | 2 |  |  |  | 0 |  |  | 0
|  | Tool consumables | GEL | 0.0708 | 4.5312 |  |  |  | 0 |  |  | 0
13 | 16-24-4. | Glass fibre-reinforced pipe Ø20*2,9mmPN 20 | length meter |  | 48
|  | Labour resources | p.p./hr | 1.56 | 74.88 |  | 0 |  |  |  |  | 0
|  | Vehicles | GEL | 0.0217 | 1.0416 | [5 empty] | 0 | 0
| 2,6-3 | Pipe price d=20mm | length meter | 0.937 | 44.976 |  |  |  | 0 |  |  | 0
|  | samgrebi | kg. | with project | 2 |  |  |  | 0 |  |  | 0
|  | Tool consumables | GEL | 0.0708 | 3.3984 |  |  |  | 0 |  |  | 0
14 | Market | Pipe lagging | length meter |  | 112
|  | Labour resources | length meter | 1 | 112 |  | 0 |  |  |  |  | 0
|  | Pipe boxing d=25 | length meter | with project | 64 |  |  |  | 0 |  |  | 0
|  | Pipe boxing d=20 | length meter | with project | 48 |  |  |  | 0 |  |  | 0
15 | 22-23-1Iss | Figured parts arrangemnent | units |  | 161
|  | Labour resources | p.p./hr | 0.389 | 62.629 |  | 0 |  |  |  |  | 0
|  | Vehicles | GEL | 0.151 | 24.311 | [5 empty] | 0 | 0
| 6..-517 | 25mm Trident | units | with project | 5 |  |  |  | 0 |  |  | 0
| 6..-516 | 25/20/25 Trident | units | with project | 12 |  |  |  | 0 |  |  | 0
| 6..-516 | 32mm coupler | units | with project | 5 |  |  |  | 0 |  |  | 0
| 6..-793 | 25mm coupler | units | with project | 12 |  |  |  | 0 |  |  | 0
| 6..-792 | 20mm coupler | units | with project | 14 |  |  |  | 0 |  |  | 0
| 6..-791 | 25mm cycling ( with coupleres) | units | with project | 10 |  |  |  | 0 |  |  | 0
| 6..-59 | 20mm cycling (with coupleres) | units | with project | 24 |  |  |  | 0 |  |  | 0
| 6..-57 | 25mm joint 900 | units | with project | 24 |  |  |  | 0 |  |  | 0
| 6..-415 | 25mm joint 450 | units | with project | 2 |  |  |  | 0 |  |  | 0
| 6..-413 | 20mm joint 900 | units | with project | 28 |  |  |  | 0 |  |  | 0
|  | 20mm joint 450 | units | with project | 4 |  |  |  | 0 |  |  | 0
| 6..-224 | 25-20mm adapter | units | with project | 8 |  |  |  | 0 |  |  | 0
| 6..-223 | 20 1/2" joint In.l | units | with project | 13 |  |  |  | 0 |  |  | 0
|  | Tool consumables | GEL | 0.024 | 3.864 |  |  |  | 0 |  |  | 0
16 | 16-12-1. | globe valves arrangement | units |  | 23
|  | Labour resources | p.p./hr | 1.5 | 34.5 |  | 0 |  |  |  |  | 0
|  | Vehicles | GEL | 0.13 | 2.99 | [5 empty] | 0 | 0
|  | 25mmSpherical globe valve | units | with project | 8 |  |  |  | 0 |  |  | 0
|  | Arko globe valve 1/2-3/8 or 1/2-1/2 (for washbasin and shell) | units | with project | 15 |  |  |  | 0 |  |  | 0
|  | Tool consumables | GEL | 0.07 | 1.61 |  |  |  | 0 |  |  | 0
17 | 17-3-3. | Water-heating with volume of V-100 litre | units |  | 1
|  | Labour resources | p.p./hr | 0.82 | 0.82 |  | 0 |  |  |  |  | 0
|  | Vehicles | GEL | 0.01 | 0.01 | [5 empty] | 0 | 0
|  | Cost | units | 1 | 1 |  |  |  | 0 |  |  | 0
|  | Tool consumables | GEL | 0.07 | 0.07 |  |  |  | 0 |  |  | 0
Sewerage
18 | 16-8-5. | 200mmsteel thick-walled pipe | length meter |  | 8
|  | Labour resources | p.p./hr | 1.6 | 12.8 |  | 0 |  |  |  |  | 0
|  | Vehicles | GEL | 0.148 | 1.184 | [5 empty] | 0 | 0
|  | Pipe price d=200mm | length meter | 1 | 8 |  |  |  | 0 |  |  | 0
|  | Tool consumables | GEL | 0.128 | 1.024 |  |  |  | 0 |  |  | 0
19 | 16-6-2. | Plastic sewverage pipes Ø=100mm | length meter |  | 70.7
|  | Labour resources | p.p./hr | 0.583 | 41.2181 |  | 0 |  |  |  |  | 0
|  | Vehicles | GEL | 0.0046 | 0.32522 | [5 empty] | 0 | 0
|  | Plastic pipe. Sewverage Ø=100mm | length meter | 1 | 70.7 |  |  |  | 0 |  |  | 0
|  | Pipe clinches | kg | 0.235 | 16.6145 |  |  |  | 0 |  |  | 0
|  | Tool consumables | GEL | 0.208 | 14.7056 |  |  |  | 0 |  |  | 0
20 | 16-6-1. | Plastic sewverage pipes Ø=50mm | length meter |  | 71.4
|  | Labour resources | p.p./hr | 0.609 | 43.4826 |  | 0 |  |  |  |  | 0
|  | Vehicles | GEL | 0.0021 | 0.14994 | [5 empty] | 0 | 0
|  | Plastic pipe. Sewverage Ø=50mm | length meter | 1 | 71.4 |  |  |  | 0 |  |  | 0
|  | Pipe clinches | kg | 0.14 | 9.996 |  |  |  | 0 |  |  | 0
|  | Tool consumables | GEL | 0.156 | 11.1384 |  |  |  | 0 |  |  | 0
21 | 22-23-3. | Figured arrangemnent of plastic parts | units |  | 159
|  | Labour resources | p.p./hr | 7.88 | 1252.92 |  | 0 |  |  |  |  | 0
|  | Vehicles | GEL | 3.02 | 480.18 | [5 empty] | 0 | 0
| 6..-836 | 100*100 cross 45° | units | with project | 4 |  |  |  | 0 |  |  | 0
| 6..-823 | 100*100 Trident 45° | units | with project | 1 |  |  |  | 0 |  |  | 0
| 6..-899 | 100*100 Trident 90° | units | with project | 3 |  |  |  | 0 |  |  | 0
| 6..-520 | 100*50 cross 45° | units | with project | 1 |  |  |  | 0 |  |  | 0
| 6..-520 | 100*50 Trident 45° | units | with project | 3 |  |  |  | 0 |  |  | 0
| 6..-836 | 100*50 Trident 90° | units | with project | 1 |  |  |  | 0 |  |  | 0
| 6..-823 | 50*50 Trident 45° | units | with project | 8 |  |  |  | 0 |  |  | 0
| 6..-899 | 50*50 Trident 90° | units | with project | 7 |  |  |  | 0 |  |  | 0
| 6..-520 | 100*45° Unrolled joint | units | with project | 26 |  |  |  | 0 |  |  | 0
| 6..-520 | 100*90° joint | units | with project | 6 |  |  |  | 0 |  |  | 0
| 6..6-84 | 50*90° joint | units | with project | 40 |  |  |  | 0 |  |  | 0
|  | 50*45° Unrolled joint | units | with project | 24 |  |  |  | 0 |  |  | 0
| 6..-227 | 100-50 adapter | units | with project | 8 |  |  |  | 0 |  |  | 0
| 6..-640 | 100mm Cup | units | with project | 9 |  |  |  | 0 |  |  | 0
| 6..-640 | 50mm Cup | units | with project | 13 |  |  |  | 0 |  |  | 0
| 6..-640 | 100 mm audit | units | with project | 3 |  |  |  | 0 |  |  | 0
| 6..-640 | 50 mm audit | units | with project | 2 |  |  |  | 0 |  |  | 0
|  | Tool consumables | GEL | 0.24 | 38.16 |  |  |  | 0 |  |  | 0
22 | 17-1-9. | Ramp Ø50mm | units |  | 9
|  | Labour resources | p.p./hr | 0.46 | 4.14 |  | 0 |  |  |  |  | 0
|  | Vehicles | GEL | 0.02 | 0.18 | [5 empty] | 0 | 0
|  | trapis Rirebuleba | units | 1 | 9 |  |  |  | 0 |  |  | 0
|  | Tool consumables | GEL | 0.11 | 0.99 |  |  |  | 0 |  |  | 0
23 | 17-4-2. | Lavatory bowl with washing tank | units |  | 7
|  | Labour resources | p.p./hr | 3.02 | 21.14 |  | 0 |  |  |  |  | 0
|  | Vehicles | GEL | 0.14 | 0.98 | [5 empty] | 0 | 0
|  | Lavatory bowl price | units | 1 | 7 |  |  |  | 0 |  |  | 0
|  | Tool consumables | GEL | 1.32 | 9.24 |  |  |  | 0 |  |  | 0
24 | 17-4-1. | Lavatory bowl with washing tank destined for PWDS | units |  | 1
|  | Labour resources | p.p./hr | 2.44 | 2.44 |  | 0 |  |  |  |  | 0
|  | Vehicles | GEL | 0.13 | 0.13 | [5 empty] | 0 | 0
|  | Lavatory bowl price | units | 1 | 1 |  |  |  | 0 |  |  | 0
|  | Tool consumables | GEL | 0.94 | 0.94 |  |  |  | 0 |  |  | 0
25 | 17-1-5. | Shell arrangement | units |  | 7
|  | Labour resources | p.p./hr | 2.19 | 15.33 |  | 0 |  |  |  |  | 0
|  | Vehicles | GEL | 0.07 | 0.49 | [5 empty] | 0 | 0
| 6..-14 | Shell price | units | 1 | 7 |  |  |  | 0 |  |  | 0
|  | Other expenses | GEL | 0.37 | 2.59 |  |  |  | 0 |  |  | 0
26 | 17-1-5. | Washbasin arrangement | units |  | 7
|  | Labour resources | p.p./hr | 2.19 | 15.33 |  | 0 |  |  |  |  | 0
|  | Vehicles | GEL | 0.07 | 0.49 | [5 empty] | 0 | 0
| 6..-14 | Washbasin price | units | 1 | 7 |  |  |  | 0 |  |  | 0
|  | Tool consumables | GEL | 0.37 | 2.59 |  |  |  | 0 |  |  | 0
27 | 17-1-5. | Washbasin arrangement (PWDS) | units |  | 1
|  | Labour resources | p.p./hr | 2.19 | 2.19 |  | 0 |  |  |  |  | 0
|  | Vehicles | GEL | 0.07 | 0.07 | [5 empty] | 0 | 0
| 6..-14 | Washbasin price | units | 1 | 1 |  |  |  | 0 |  |  | 0
|  | Tool consumables | GEL | 0.37 | 0.37 |  |  |  | 0 |  |  | 0
28 | 17-5-1. | Urinal arrangement | komp. |  | 1
|  | Labour resources | p.p./hr | 1.19 | 1.19 |  | 0 |  |  |  |  | 0
|  | Vehicles | GEL | 0.05 | 0.05 | [5 empty] | 0 | 0
|  | Urinal cost | komp. | 1 | 1 |  |  |  | 0 |  |  | 0
|  | Tool consumables | GEL | 0.28 | 0.28 |  |  |  | 0 |  |  | 0
29 | 17-1-8. | Shower arrangement | komp. |  | 2
|  | Labour resources | p.p./hr | 1.6 | 3.2 |  | 0 |  |  |  |  | 0
|  | Vehicles | GEL | 0.15 | 0.3 | [5 empty] | 0 | 0
|  | Shower price | komp. | 1 | 2 |  |  |  | 0 |  |  | 0
|  | Tool consumables | GEL | 0.4 | 0.8 |  |  |  | 0 |  |  | 0
|  | Sum |  |  |  |  | 0 |  | 0 |  | 0 | 0
|  | Installation way-bill expenses | percent |  |  |  | 0 |  | 0 |  | 0 | 0
|  | Profit | percent |  |  |  | 0 |  | 0 |  | 0 | 0
|  | Sum B |  |  |  |  | 0 |  | 0 |  | 0 | 0

## C
Construction of the Regional Educational and Consultation Apicultural Centre
|  | C International power supply | [6 empty] | Total cost |  | 0 | GEL
[9 empty] | Salary |  | 0 | GEL
[9 empty] | Installation |  | 0 | GEL
|  | Name of work |  | Normative |  | Labour |  | Material |  | Construction
|  |  |  | resource | [5 empty] | mechanisms |  | Sum
# | Basis |  | Dimension | Per unit | All | Per unit | All | Per unit | All | Per unit | All
[6 empty] | price |  | price |  | price
1' | 2' | 3' | 4' | 5' | 6' | 7' | 8' | 9' | 10' | 11' | 12' | 13'
Main distribution board MDB
1 | 8-571-1 | Power board g/m 1500X600X250 IP 54 | unit |  | 1
|  | Labour resources | p.p./hr | 11 | 11 |  | 0 |  |  |  |  | 0
|  | Material resources | GEL | 31.1 | 31.1 |  |  |  | 0 |  |  | 0
|  | Vehicles | GEL | 1.69 | 1.69 | [5 empty] | 0 | 0
|  | Power board g/m1500X600X250 IP 54 | complete |  | 1 |  |  |  | 0 |  |  | 0
2 | 8-82-2Iss | Three-phase busbar system L1,L2,L3 200a | unit |  | 1
|  | Labour resources | p.p./hr | 12 | 12 |  | 0 |  |  |  |  | 0
|  | Material resource | GEL | 6.64 | 6.64 |  |  |  | 0 |  |  | 0
|  | Vehicles | GEL | 0.21 | 0.21 | [5 empty] | 0 | 0
|  | Three-phase busbar system L1,L2,L3 200a | complete |  | 1 |  |  |  | 0 |  |  | 0
3 | 8-90-3Iss | Grounding neutral busbar system 100a | unit |  | 1
|  | Labour resources | p.p./hr | 7 | 7 |  | 0 |  |  |  |  | 0
|  | Material resource | GEL | 2.23 | 2.23 |  |  |  | 0 |  |  | 0
|  | Vehicles | GEL | 0.26 | 0.26 | [5 empty] | 0 | 0
|  | Grounding neutral busbar system 100a | complete |  | 1 |  |  |  | 0 |  |  | 0
4 | 8-84-1Iss | Indicator light bulb 220vault (green) | unit |  | 3
|  | Labour resources | p.p./hr | 1 | 3 |  | 0 |  |  |  |  | 0
|  | Material resource | GEL | 0.04 | 0.12 |  |  |  | 0 |  |  | 0
|  | Vehicles | GEL | 0.01 | 0.03 | [5 empty] | 0 | 0
|  | Indicator light bulb 220vault (green) | unit |  | 3 |  |  |  | 0 |  |  | 0
5 | 8-84-1Iss | Indicator light bulb 220vault (red) | unit |  | 3
|  | Labour resources | p.p./hr | 1 | 3 |  | 0 |  |  |  |  | 0
|  | Material resource | GEL | 0.04 | 0.12 |  |  |  | 0 |  |  | 0
|  | Vehicles | GEL | 0.01 | 0.03 | [5 empty] | 0 | 0
|  | Indicator light bulb 220vault (red) | unit |  | 3 |  |  |  | 0 |  |  | 0
6 | 8-529-10 | Switch button with fixation | unit |  | 3
|  | Labour resources | p.p./hr | 2 | 6 |  | 0 |  |  |  |  | 0
|  | Material resource | GEL | 2.27 | 6.81 |  |  |  | 0 |  |  | 0
|  | Vehicles | GEL | 0.09 | 0.27 | [5 empty] | 0 | 0
|  | Switch button with fixation | unit |  | 3 |  |  |  | 0 |  |  | 0
7 | 8-574-42 | Contactor 1NO/5KW/AC220,, 1NO+1NC by auxillary contact | unit |  | 3
|  | Labour resources | p.p./hr | 2 | 6 |  | 0 |  |  |  |  | 0
|  | Material resource | GEL | 1 | 3 |  |  |  | 0 |  |  | 0
|  | Contactor 1NO/5KW/AC220,, 1NO+1NC by auxillary contact | unit |  | 3 |  |  |  | 0 |  |  | 0
8 | 8-525-1 | Motor security automaton 0.25-0.4 A 1 pole | unit |  | 3
|  | Labour resources | p.p./hr | 1 | 3 |  | 0 |  |  |  |  | 0
|  | Material resource | GEL | 1.07 | 3.21 |  |  |  | 0 |  |  | 0
|  | Vehicles | GEL | 0.05 | 0.15 | [5 empty] | 0 | 0
| 8,14-56 | Motor security automaton 0.25-0.4 A 1 pole | unit |  | 3 |  |  |  | 0 |  |  | 0
9 | 8-69-1 | Diffusion leakage relay with the function of circuit braker RCCB 25/0.03A/C/6kA 1 pole | unit |  | 2
|  | Labour resources | p.p./hr | 4 | 8 |  | 0 |  |  |  |  | 0
|  | Material resource | GEL | 0.4 | 0.8 |  |  |  | 0 |  |  | 0
|  | Vehicles | GEL | 0.28 | 0.56 | [5 empty] | 0 | 0
|  | Diffusion leakage relay with the function of circuit braker RCCB 25/0.03A/C/6kA 1 pole | unit |  | 2 |  |  |  | 0 |  |  | 0
10 | 8-525-1 | Circuit braker 16a 1pole | unit |  | 7
|  | Labour resources | p.p./hr | 1 | 7 |  | 0 |  |  |  |  | 0
|  | Material resource | GEL | 1.07 | 7.49 |  |  |  | 0 |  |  | 0
|  | Vehicles | GEL | 0.05 | 0.35 | [5 empty] | 0 | 0
| 8,14-56 | Circuit braker 16a 1pole | unit |  | 7 |  |  |  | 0 |  |  | 0
11 | 8-525-1 | Circuit braker 10a 1pole | unit |  | 1
|  | Labour resources | p.p./hr | 1 | 1 |  | 0 |  |  |  |  | 0
|  | Material resource | GEL | 1.07 | 1.07 |  |  |  | 0 |  |  | 0
|  | Vehicles | GEL | 0.05 | 0.05 | [5 empty] | 0 | 0
| 8,14-56 | Circuit braker 10a 1pole | unit |  | 1 |  |  |  | 0 |  |  | 0
12 | 8-525-1 | Circuit braker 25a 1pole | unit |  | 13
|  | Labour resources | p.p./hr | 1 | 13 |  | 0 |  |  |  |  | 0
|  | Material resource | GEL | 1.07 | 13.91 |  |  |  | 0 |  |  | 0
|  | Vehicles | GEL | 0.05 | 0.65 | [5 empty] | 0 | 0
| 8,14-53 | Circuit braker 25a 1pole | unit |  | 13 |  |  |  | 0 |  |  | 0
13 | 8-526-6 | Circuit braker 200a 3pole MCCB/25kA | unit |  | 1
|  | Labour resources | p.p./hr | 4 | 4 |  | 0 |  |  |  |  | 0
|  | Material resource | GEL | 3.65 | 3.65 |  |  |  | 0 |  |  | 0
|  | Vehicles | GEL | 0.27 | 0.27 | [5 empty] | 0 | 0
|  | Circuit braker 200a 3pole MCCB/25kA | unit |  | 1 |  |  |  | 0 |  |  | 0
14 | 8-525-2 | Circuit braker 32a 3pole MCB/6kA | unit |  | 1
|  | Labour resources | p.p./hr | 2 | 2 |  | 0 |  |  |  |  | 0
|  | Material resource | GEL | 1.78 | 1.78 |  |  |  | 0 |  |  | 0
|  | Vehicles | GEL | 0.06 | 0.06 | [5 empty] | 0 | 0
|  | Circuit braker 32a 3pole MCB/6kA | unit |  | 1 |  |  |  | 0 |  |  | 0
15 | 8-525-2 | Circuit braker 25a 3pole MCCB/25kA | unit |  | 1
|  | Labour resources | p.p./hr | 2 | 2 |  | 0 |  |  |  |  | 0
|  | Material resource | GEL | 1.78 | 1.78 |  |  |  | 0 |  |  | 0
|  | Vehicles | GEL | 0.06 | 0.06 | [5 empty] | 0 | 0
|  | Circuit braker 25a 3pole MCCB/25kA | unit |  | 1 |  |  |  | 0 |  |  | 0
16 | 8-525-3 | Circuit braker 80a 3pole MCCB/25kA | unit |  | 1
|  | Labour resources | p.p./hr | 2 | 2 |  | 0 |  |  |  |  | 0
|  | Material resource | GEL | 2.04 | 2.04 |  |  |  | 0 |  |  | 0
|  | Vehicles | GEL | 0.07 | 0.07 | [5 empty] | 0 | 0
|  | Circuit braker 80a 3pole MCCB/25kA | unit |  | 1 |  |  |  | 0 |  |  | 0
17 | 8-525-2 | Circuit braker 10a 3pole MCCB/25kA | unit |  | 1
|  | Labour resources | p.p./hr | 2 | 2 |  | 0 |  |  |  |  | 0
|  | Material resource | GEL | 1.78 | 1.78 |  |  |  | 0 |  |  | 0
|  | Vehicles | GEL | 0.06 | 0.06 | [5 empty] | 0 | 0
|  | Circuit braker 10a 3pole MCCB/25kA | unit |  | 1 |  |  |  | 0 |  |  | 0
18 | 8-574-6 | Fuse 160a | unit |  | 3
|  | Labour resources | p.p./hr | 0.4 | 1.2 |  | 0 |  |  |  |  | 0
|  | Material resource | GEL | 0.32 | 0.96 |  |  |  | 0 |  |  | 0
|  | Fuse 160a | unit |  | 3 |  |  |  | 0 |  |  | 0
19 | 8-574-6 | Fused breaker 160a 3 pole | unit |  | 1
|  | Labour resources | p.p./hr | 0.4 | 0.4 |  | 0 |  |  |  |  | 0
|  | Material resource | GEL | 0.32 | 0.32 |  |  |  | 0 |  |  | 0
|  | Fused breaker 160a 3 pole | unit |  | 1 |  |  |  | 0 |  |  | 0
20 | 8-84-1Iss | alarm light bulb (yellow, green, red) to be installed within a board door | unit |  | 3
|  | Labour resources | p.p./hr | 1 | 3 |  | 0 |  |  |  |  | 0
|  | Material resource | GEL | 0.04 | 0.12 |  |  |  | 0 |  |  | 0
|  | Vehicles | GEL | 0.01 | 0.03 | [5 empty] | 0 | 0
|  | alarm light bulb (yellow, green, red) | unit |  | 3 |  |  |  | 0 |  |  | 0
21 | 8-69-1 | B class discharger 3P+N+PE 400v/100ka | unit |  | 1
|  | Labour resources | p.p./hr | 4 | 4 |  | 0 |  |  |  |  | 0
|  | Material resource | GEL | 0.4 | 0.4 |  |  |  | 0 |  |  | 0
|  | Vehicles | GEL | 0.28 | 0.28 | [5 empty] | 0 | 0
|  | B class discharger 3P+N+PE 400v/100ka | unit |  | 1 |  |  |  | 0 |  |  | 0
Distribution board DB 1.2
22 | 8-572-4 | Cupboard I/m 3X12 on module | unit |  | 1
|  | Labour resources | p.p./hr | 3 | 3 |  | 0 |  |  |  |  | 0
|  | Material resource | GEL | 2.37 | 2.37 |  |  |  | 0 |  |  | 0
|  | Vehicles | GEL | 0.79 | 0.79 | [5 empty] | 0 | 0
|  | Cupboard I/m 3X12 on module | unit |  | 1 |  |  |  | 0 |  |  | 0
|  | Single apex Cable (Savi) 4mm² | length meter |  | 3 |  |  |  | 0 |  |  | 0
|  | Paralleling busbars 3pole 3/63a | kb/c |  | 19 |  |  |  | 0 |  |  | 0
23 | 8-69-1 | Photorelay | unit |  | 1
|  | Labour resources | p.p./hr | 4 | 4 |  | 0 |  |  |  |  | 0
|  | Material resource | GEL | 0.4 | 0.4 |  |  |  | 0 |  |  | 0
|  | Vehicles | GEL | 0.28 | 0.28 | [5 empty] | 0 | 0
|  | Photorelay | unit |  | 1 |  |  |  | 0 |  |  | 0
24 | 8-84-1Iss | Indicator light bulb 220vault (green) | unit |  | 11
|  | Labour resources | p.p./hr | 1 | 11 |  | 0 |  |  |  |  | 0
|  | Material resource | GEL | 0.04 | 0.44 |  |  |  | 0 |  |  | 0
|  | Vehicles | GEL | 0.01 | 0.11 | [5 empty] | 0 | 0
|  | Indicator light bulb 220vault (green) | unit |  | 11 |  |  |  | 0 |  |  | 0
25 | 8-529-10 | Switch button with fixation | unit |  | 11
|  | Labour resources | p.p./hr | 2 | 22 |  | 0 |  |  |  |  | 0
|  | Material resource | GEL | 2.27 | 24.97 |  |  |  | 0 |  |  | 0
|  | Vehicles | GEL | 0.09 | 0.99 | [5 empty] | 0 | 0
|  | Switch button with fixation | unit |  | 11 |  |  |  | 0 |  |  | 0
26 | 8-574-42 | Contactor 1NO/5KW/AC220,, 1NO+1NC by auxillary contact | unit |  | 9
|  | Labour resources | p.p./hr | 2 | 18 |  | 0 |  |  |  |  | 0
|  | Material resource | GEL | 1 | 9 |  |  |  | 0 |  |  | 0
|  | Contactor 1NO/5KW/AC220,, 1NO+1NC by auxillary contact | unit |  | 9 |  |  |  | 0 |  |  | 0
27 | 8-574-42 | Contactor 3P/5,5KW/230VAC | unit |  | 1
|  | Labour resources | p.p./hr | 2 | 2 |  | 0 |  |  |  |  | 0
|  | Material resource | GEL | 1 | 1 |  |  |  | 0 |  |  | 0
|  | Contactor 3P/5,5KW/230VAC | unit |  | 1 |  |  |  | 0 |  |  | 0
28 | 8-574-42 | Contactor 3P/5,5KW/230VAC | unit |  | 1
|  | Labour resources | p.p./hr | 2 | 2 |  | 0 |  |  |  |  | 0
|  | Material resource | GEL | 1 | 1 |  |  |  | 0 |  |  | 0
|  | Contactor 3P/5,5KW/230VAC | unit |  | 1 |  |  |  | 0 |  |  | 0
29 | 8-525-1 | Motor security automaton 0.63-1.6 A 1 Pole | unit |  | 4
|  | Labour resources | p.p./hr | 1 | 4 |  | 0 |  |  |  |  | 0
|  | Material resource | GEL | 1.07 | 4.28 |  |  |  | 0 |  |  | 0
|  | Vehicles | GEL | 0.05 | 0.2 | [5 empty] | 0 | 0
|  | Motor security automaton 0.63-1.6 A 1 Pole | unit |  | 4 |  |  |  | 0 |  |  | 0
30 | 8-525-1 | Motor security automaton1.6-2.5 A 1 pole | unit |  | 5
|  | Labour resources | p.p./hr | 1 | 5 |  | 0 |  |  |  |  | 0
|  | Material resource | GEL | 1.07 | 5.35 |  |  |  | 0 |  |  | 0
|  | Vehicles | GEL | 0.05 | 0.25 | [5 empty] | 0 | 0
|  | Motor security automaton1.6-2.5 A 1 pole | unit |  | 5 |  |  |  | 0 |  |  | 0
31 | 8-525-1 | Motor security automaton 6,3-10,0a 3pole | unit |  | 1
|  | Labour resources | p.p./hr | 1 | 1 |  | 0 |  |  |  |  | 0
|  | Material resource | GEL | 1.07 | 1.07 |  |  |  | 0 |  |  | 0
|  | Vehicles | GEL | 0.05 | 0.05 | [5 empty] | 0 | 0
|  | Motor security automaton 6,3-10,0a 3pole | unit |  | 1 |  |  |  | 0 |  |  | 0
32 | 8-525-1 | Automatic breaker 20a 1pole | unit |  | 1
|  | Labour resources | p.p./hr | 1 | 1 |  | 0 |  |  |  |  | 0
|  | Material resource | GEL | 1.07 | 1.07 |  |  |  | 0 |  |  | 0
|  | Vehicles | GEL | 0.05 | 0.05 | [5 empty] | 0 | 0
| 8,14-53 | Automatic breaker 20a 1pole | unit |  | 1 |  |  |  | 0 |  |  | 0
33 | 8-525-1 | Automatic breaker 25a 1pole | unit |  | 3
|  | Labour resources | p.p./hr | 1 | 3 |  | 0 |  |  |  |  | 0
|  | Material resource | GEL | 1.07 | 3.21 |  |  |  | 0 |  |  | 0
|  | Vehicles | GEL | 0.05 | 0.15 | [5 empty] | 0 | 0
| 8,14-53 | Automatic breaker 25a 1pole | unit |  | 3 |  |  |  | 0 |  |  | 0
34 | 8-525-2 | Automatic breaker 16a 3pole MCCB/25kA | unit |  | 1
|  | Labour resources | p.p./hr | 2 | 2 |  | 0 |  |  |  |  | 0
|  | Material resource | GEL | 1.78 | 1.78 |  |  |  | 0 |  |  | 0
|  | Vehicles | GEL | 0.06 | 0.06 | [5 empty] | 0 | 0
|  | Automatic breaker 16a 3pole MCCB/25kA | unit |  | 1 |  |  |  | 0 |  |  | 0
35 | 8-525-2 | Automatic breaker 32a 3pole MCB/6kA | unit |  | 1
|  | Labour resources | p.p./hr | 2 | 2 |  | 0 |  |  |  |  | 0
|  | Material resource | GEL | 1.78 | 1.78 |  |  |  | 0 |  |  | 0
|  | Vehicles | GEL | 0.06 | 0.06 | [5 empty] | 0 | 0
|  | Automatic breaker 32a 3pole MCB/6kA | unit |  | 1 |  |  |  | 0 |  |  | 0
Distribution board DB 2,1
36 | 8-572-4 | Cupboard I/m 3X12 on module | unit |  | 1
|  | Labour resources | p.p./hr | 3 | 3 |  | 0 |  |  |  |  | 0
|  | Material resource | GEL | 2.37 | 2.37 |  |  |  | 0 |  |  | 0
|  | Vehicles | GEL | 0.79 | 0.79 | [5 empty] | 0 | 0
|  | Cupboard I/m 3X12 on module | unit |  | 1 |  |  |  | 0 |  |  | 0
|  | One apex cable (black) 4mm² | length meter |  | 3 |  |  |  | 0 |  |  | 0
|  | Paralleling busbars 3pole 3/63a | kb/c |  | 12 |  |  |  | 0 |  |  | 0
37 | 8-84-1Iss | Indicator light bulb 220vault (green) | unit |  | 2
|  | Labour resources | p.p./hr | 1 | 2 |  | 0 |  |  |  |  | 0
|  | Material resource | GEL | 0.04 | 0.08 |  |  |  | 0 |  |  | 0
|  | Vehicles | GEL | 0.01 | 0.02 | [5 empty] | 0 | 0
|  | Indicator light bulb 220vault (green) | unit |  | 2 |  |  |  | 0 |  |  | 0
38 | 8-84-1Iss | Indicator light bulb 220vault (red) | unit |  | 2
|  | Labour resources | p.p./hr | 1 | 2 |  | 0 |  |  |  |  | 0
|  | Material resource | GEL | 0.04 | 0.08 |  |  |  | 0 |  |  | 0
|  | Vehicles | GEL | 0.01 | 0.02 | [5 empty] | 0 | 0
|  | Indicator light bulb 220vault (red) | unit |  | 2 |  |  |  | 0 |  |  | 0
39 | 8-529-10 | Switch button with fixation | unit |  | 2
|  | Labour resources | p.p./hr | 2 | 4 |  | 0 |  |  |  |  | 0
|  | Material resource | GEL | 2.27 | 4.54 |  |  |  | 0 |  |  | 0
|  | Vehicles | GEL | 0.09 | 0.18 | [5 empty] | 0 | 0
|  | Switch button with fixation | unit |  | 2 |  |  |  | 0 |  |  | 0
40 | 8-574-42 | Contactor 1NO/5KW/AC220,, 1NO+1NC by auxillary contact | unit |  | 2
|  | Labour resources | p.p./hr | 2 | 4 |  | 0 |  |  |  |  | 0
|  | Material resource | GEL | 1 | 2 |  |  |  | 0 |  |  | 0
|  | Contactor 1NO/5KW/AC220,, 1NO+1NC by auxillary contact | unit |  | 2 |  |  |  | 0 |  |  | 0
41 | 8-525-1 | Motor security automaton 0.25-0.4 A 1 pole | unit |  | 2
|  | Labour resources | p.p./hr | 1 | 2 |  | 0 |  |  |  |  | 0
|  | Material resource | GEL | 1.07 | 2.14 |  |  |  | 0 |  |  | 0
|  | Vehicles | GEL | 0.05 | 0.1 | [5 empty] | 0 | 0
|  | Motor security automaton 0.25-0.4 A 1 pole | unit |  | 2 |  |  |  | 0 |  |  | 0
42 | 8-69-1 | Diffusion leakage relay with the function of circuit braker RCCB 25/0.03A/C/6kA 1 pole | unit |  | 1
|  | Labour resources | p.p./hr | 4 | 4 |  | 0 |  |  |  |  | 0
|  | Material resource | GEL | 0.4 | 0.4 |  |  |  | 0 |  |  | 0
|  | Vehicles | GEL | 0.28 | 0.28 | [5 empty] | 0 | 0
|  | Diffusion leakage relay with the function of circuit braker RCCB 25/0.03A/C/6kA 1 pole | unit |  | 1 |  |  |  | 0 |  |  | 0
43 | 8-525-1 | Automatic breaker 16a 1pole | unit |  | 5
|  | Labour resources | p.p./hr | 1 | 5 |  | 0 |  |  |  |  | 0
|  | Material resource | GEL | 1.07 | 5.35 |  |  |  | 0 |  |  | 0
|  | Vehicles | GEL | 0.05 | 0.25 | [5 empty] | 0 | 0
| 8,14-53 | Automatic breaker 16a 1pole | unit |  | 5 |  |  |  | 0 |  |  | 0
44 | 8-525-1 | Automatic breaker 25a 1pole | unit |  | 4
|  | Labour resources | p.p./hr | 1 | 4 |  | 0 |  |  |  |  | 0
|  | Material resource | GEL | 1.07 | 4.28 |  |  |  | 0 |  |  | 0
|  | Vehicles | GEL | 0.05 | 0.2 | [5 empty] | 0 | 0
| 8,14-53 | Automatic breaker 25a 1pole | unit |  | 4 |  |  |  | 0 |  |  | 0
45 | 8-525-2 | Automatic breaker 25a 3pole MCB/6kA | unit |  | 1
|  | Labour resources | p.p./hr | 2 | 2 |  | 0 |  |  |  |  | 0
|  | Material resource | GEL | 1.78 | 1.78 |  |  |  | 0 |  |  | 0
|  | Vehicles | GEL | 0.06 | 0.06 | [5 empty] | 0 | 0
|  | Automatic breaker 25a 3pole MCB/6kA | unit |  | 1 |  |  |  | 0 |  |  | 0
Fittings
46 | 8-591-2 | One key switch | unit |  | 19
|  | Labour resources | p.p./hr | 0.2 | 3.8 |  | 0 |  |  |  |  | 0
|  | Material resource | GEL | 0.0825 | 1.5675 |  |  |  | 0 |  |  | 0
|  | Vehicles | GEL | 0.0005 | 0.0095 | [5 empty] | 0 | 0
| 8,14-14 | One key switch | unit |  | 19 |  |  |  | 0 |  |  | 0
47 | 8-591-10 | Two key switch | unit |  | 12
|  | Labour resources | p.p./hr | 0.27 | 3.24 |  | 0 |  |  |  |  | 0
|  | Material resource | GEL | 0.0746 | 0.8952 |  |  |  | 0 |  |  | 0
|  | Vehicles | GEL | 0.0004 | 0.0048 | [5 empty] | 0 | 0
| 8,14-15 | Two key switch | unit |  | 12 |  |  |  | 0 |  |  | 0
48 | 8-591-2 | One key commutator | unit |  | 2
|  | Labour resources | p.p./hr | 0.2 | 0.4 |  | 0 |  |  |  |  | 0
|  | Material resource | GEL | 0.0825 | 0.165 |  |  |  | 0 |  |  | 0
|  | Vehicles | GEL | 0.0005 | 0.001 | [5 empty] | 0 | 0
| 8,14-14 | One key commutator | unit |  | 2 |  |  |  | 0 |  |  | 0
49 | 8-591-10 | Two key commutator | unit |  | 8
|  | Labour resources | p.p./hr | 0.27 | 2.16 |  | 0 |  |  |  |  | 0
|  | Material resource | GEL | 0.0746 | 0.5968 |  |  |  | 0 |  |  | 0
|  | Vehicles | GEL | 0.0004 | 0.0032 | [5 empty] | 0 | 0
| 8,14-15 | Two key commutator | unit |  | 8 |  |  |  | 0 |  |  | 0
50 | 8-591-8 | Receptacle with grounding contact | unit |  | 99
|  | Labour resources | p.p./hr | 0.34 | 33.66 |  | 0 |  |  |  |  | 0
|  | Material resource | GEL | 0.0937 | 9.2763 |  |  |  | 0 |  |  | 0
|  | Vehicles | GEL | 0.0113 | 1.1187 | [5 empty] | 0 | 0
| 8,14-237 | Receptacle with grounding contact | unit |  | 99 |  |  |  | 0 |  |  | 0
Illuminators
51 | 8-599-1Iss | L 1 Lustre | unit |  | 1
|  | Labour resources | p.p./hr | 0.97 | 0.97 |  | 0 |  |  |  |  | 0
|  | Material resource | GEL | 0.382 | 0.382 |  |  |  | 0 |  |  | 0
|  | Vehicles | GEL | 0.349 | 0.349 | [5 empty] | 0 | 0
| 8,14-211 | Illuminator with light bulb | unit |  | 1 |  |  |  | 0 |  |  | 0
52 | 8-604-1. | L 2 Armstrong type ceiling illuminator | unit |  | 17
|  | Labour resources | p.p./hr | 0.61 | 10.37 |  | 0 |  |  |  |  | 0
|  | Material resource | GEL | 0.337 | 5.729 |  |  |  | 0 |  |  | 0
|  | Vehicles | GEL | 0.245 | 4.165 | [5 empty] | 0 | 0
| 8,14-193 | Illuminator with light bulb | unit | 1 | 17 |  |  |  | 0 |  |  | 0
53 | 8-604-1. | L 3 Hidden ceilling illuminator | unit |  | 23
|  | Labour resources | p.p./hr | 0.61 | 14.03 |  | 0 |  |  |  |  | 0
|  | Material resource | GEL | 0.337 | 7.751 |  |  |  | 0 |  |  | 0
|  | Vehicles | GEL | 0.245 | 5.635 | [5 empty] | 0 | 0
| 8,14-193 | Illuminator with light bulb | unit | 1 | 23 |  |  |  | 0 |  |  | 0
54 | 8-604-1. | L 4 Ceilling illuminator | unit |  | 8
|  | Labour resources | p.p./hr | 0.61 | 4.88 |  | 0 |  |  |  |  | 0
|  | Material resource | GEL | 0.337 | 2.696 |  |  |  | 0 |  |  | 0
|  | Vehicles | GEL | 0.245 | 1.96 | [5 empty] | 0 | 0
| 8,14-193 | Illuminator with light bulb | unit | 1 | 8 |  |  |  | 0 |  |  | 0
55 | 8-604-1. | L 5 Wall illuminator | unit |  | 16
|  | Labour resources | p.p./hr | 0.61 | 9.76 |  | 0 |  |  |  |  | 0
|  | Material resource | GEL | 0.337 | 5.392 |  |  |  | 0 |  |  | 0
|  | Vehicles | GEL | 0.245 | 3.92 | [5 empty] | 0 | 0
| 8,14-193 | Illuminator with light bulb | unit | 1 | 16 |  |  |  | 0 |  |  | 0
56 | 8-604-1. | L 6Wall illuminator | unit |  | 17
|  | Labour resources | p.p./hr | 0.61 | 10.37 |  | 0 |  |  |  |  | 0
|  | Material resource | GEL | 0.337 | 5.729 |  |  |  | 0 |  |  | 0
|  | Vehicles | GEL | 0.245 | 4.165 | [5 empty] | 0 | 0
| 8,14-193 | Illuminator with light bulb | unit | 1 | 17 |  |  |  | 0 |  |  | 0
57 | 8-604-1. | L 7 Ceilling illuminator with hanging rope | unit |  | 13
|  | Labour resources | p.p./hr | 0.61 | 7.93 |  | 0 |  |  |  |  | 0
|  | Material resource | GEL | 0.337 | 4.381 |  |  |  | 0 |  |  | 0
|  | Vehicles | GEL | 0.245 | 3.185 | [5 empty] | 0 | 0
| 8,14-193 | Illuminator with light bulb | unit | 1 | 13 |  |  |  | 0 |  |  | 0
58 | 8-604-1. | L 8 Ceilling illuminator with hanging rope | unit |  | 35
|  | Labour resources | p.p./hr | 0.61 | 21.35 |  | 0 |  |  |  |  | 0
|  | Material resource | GEL | 0.337 | 11.795 |  |  |  | 0 |  |  | 0
|  | Vehicles | GEL | 0.245 | 8.575 | [5 empty] | 0 | 0
| 8,14-193 | Illuminator with light bulb | unit | 1 | 35 |  |  |  | 0 |  |  | 0
59 | 8-604-1. | Evacuation exit indicator | unit |  | 8
|  | Labour resources | p.p./hr | 0.61 | 4.88 |  | 0 |  |  |  |  | 0
|  | Material resource | GEL | 0.337 | 2.696 |  |  |  | 0 |  |  | 0
|  | Vehicles | GEL | 0.245 | 1.96 | [5 empty] | 0 | 0
| 8,14-193 | Illuminator with light bulb | unit | 1 | 8 |  |  |  | 0 |  |  | 0
60 | 8-400-2 | Cable installation | length meter |  | 1945
|  | Labour resources | p.p./hr | 0.44 | 855.8 |  | 0 |  |  |  |  | 0
|  | Material resource | GEL | 0.148 | 287.86 |  |  |  | 0 |  |  | 0
|  | Vehicles | GEL | 0.282 | 548.49 | [5 empty] | 0 | 0
61 |  | Cabels
| 8,3-20 | Cable (round) NAYY-J 3X95+1X50mm2 | length meter | with project | 150 |  |  |  | 0 |  |  | 0
| 8,3-21 | Cable (round) NAYY-J 3X10+1X6mm2 | length meter | with project | 150 |  |  |  | 0 |  |  | 0
| 8,3-28 | Cable (round) NYY-J 5X25mm2 | length meter | with project | 20 |  |  |  | 0 |  |  | 0
| 8,3-21 | Cable (round) NYY-J 5X10mm2 | length meter | with project | 25 |  |  |  | 0 |  |  | 0
| 8,3-28 | Cable (round) NYM-J 5X4mm2 | length meter | with project | 40 |  |  |  | 0 |  |  | 0
| 8,3-20 | Cable (round) NYM-J 5X1.5mm2 | length meter | with project | 10 |  |  |  | 0 |  |  | 0
| 8,3-21 | Cable (round) NYM-J 3X2.5mm2 | length meter | with project | 900 |  |  |  | 0 |  |  | 0
| 8,3-28 | Cable (round) NYM-J 3X1.5mm2 | length meter | with project | 500 |  |  |  | 0 |  |  | 0
| 8,3-29 | Cable (round) NYM-J 2X1.5mm2 | length meter | with project | 150 |  |  |  | 0 |  |  | 0
Installation material
62 |  | Receptacle socket | unit |  | 137 |  |  |  | 0 |  |  | 0
63 | 8-417-3 | Protecting pipes and canals | length meter |  | 770
|  | Labour resources | p.p./hr | 0.33 | 254.1 |  | 0 |  |  |  |  | 0
|  | Material resource | GEL | 0.216 | 166.32 |  |  |  | 0 |  |  | 0
|  | Vehicles | GEL | 0.195 | 150.15 | [5 empty] | 0 | 0
| 8,14-349 | Iron cable channel perforated 100X60X1.0m | length meter |  | 20 |  |  |  | 0 |  |  | 0
| 8,14-349 | Iron cable channel perforated 200X60X1.0m | length meter |  | 20 |  |  |  | 0 |  |  | 0
| 8,14-349 | Iron cable channel perforated 100X60X1.0mm ceiling fastened construction (as a unit) | complete |  | 15 |  |  |  | 0 |  |  | 0
| 8,14-349 | rkinis sak.arxis 200X60X1.0mm Werze samagri konstruqcia (completeeqtSi) | complete |  | 15 |  |  |  | 0 |  |  | 0
| 8,14-349 | Mounted corrugated pipe Ø 16 mm | length meter |  | 200 |  |  |  | 0 |  |  | 0
| 8,14-349 | Mounted corrugated pipe Ø 25 mm | length meter |  | 400 |  |  |  | 0 |  |  | 0
| 8,14-350 | Mounted corrugated pipe Ø 40 mm (red) | length meter |  | 150 |  |  |  | 0 |  |  | 0
64 |  | Treelike box 100X100X50 | unit |  | 80 |  |  |  | 0 |  |  | 0
Grounding
65 | 8-472-1 | Grounding wire rod Ø10mm | length meter |  | 50
|  | Labour resources | p.p./hr | 0.14 | 7 |  | 0 |  |  |  |  | 0
|  | Material resource | GEL | 0.13 | 6.5 |  |  |  | 0 |  |  | 0
|  | Vehicles | GEL | 0.009 | 0.45 | [5 empty] | 0 | 0
|  | grounding wire rod Ø10mm | length meter |  | 50 |  |  |  | 0 |  |  | 0
66 | 8-471-1 | grounding bar-bell (crisscross) | unit |  | 6
|  | Labour resources | p.p./hr | 0.9 | 5.4 |  | 0 |  |  |  |  | 0
|  | Material resource | GEL | 1.4 | 8.4 |  |  |  | 0 |  |  | 0
|  | Vehicles | GEL | 0.07 | 0.42 | [5 empty] | 0 | 0
|  | grounding bar-bell (crisscross) | unit |  | 6 |  |  |  | 0 |  |  | 0
|  | Wire rod clinch on grounding rod Ø8-10mm | unit |  | 5 |  |  |  | 0 |  |  | 0
|  | Wire rod clinch on two grounding rods Ø8-10mm | unit |  | 1 |  |  |  | 0 |  |  | 0
|  | Sum |  |  |  |  | 0 |  | 0 |  | 0 | 0
|  | Installation way-bill expenses | percent |  |  |  | 0 |  | 0 |  | 0 | 0
|  | Profit | percent |  |  |  | 0 |  | 0 |  | 0 | 0
|  | Sum C |  |  |  |  | 0 |  | 0 |  | 0 | 0

## D
Construction of the Regional Educational and Consultation Apicultural Centre
|  | D External sewerage, water supply | [6 empty] | Total cost |  | 0 | GEL
[9 empty] | Salary |  | 0 | GEL
[9 empty] | Installation |  | 0 | GEL
|  | Name of work |  | Resource |  | Labour |  | Material |  | Mechanisms |  | Sum
# | Basis |  | Dimension | Per unit | All | Per unit | All | Per unit | All | Per unit | All
[6 empty] | price |  | price |  | price
1' | 2' | 3' | 4' | 5' | 6' | 7' | 8' | 9' | 10' | 11' | 12' | 13'
Water supply
1 | 1-22-9, | Trench treatment in III-IV category priming coat by mechanisms | 1000m |  | 0.01
|  | Labour resources | p.p./hr | 13.2 | 0.132 |  | 0 |  |  |  |  | 0
|  | Excavator exploitation | m/hr | 29.5 | 0.295 | [5 empty] | 0 | 0
|  | Other vehicles | GEL | 2.1 | 0.021 | [5 empty] | 0 | 0
2 | 1-961 | With the same hand (for levelling trench surface) | 100m |  | 0.01
|  | Labour resources | sq.m. | 100 | 1 |  | 0 |  |  |  |  | 0
3 | srf2012-II T813p.5 | Loading extra priming coat and construction wastes on a tip lorry and move to the landfills on 15 km distance ( 1.3 stipulating loosening coefficient) | ton |  | 25.025 | [5 empty] | 0 | 0
4 | 16-24-4. | Polyethylene pipe PN-10 Pipe arrangement. d=32mm | length meter |  | 30
|  | Labour resources | p.p./hr | 1.56 | 46.8 |  | 0 |  |  |  |  | 0
|  | Vehicles | GEL | 0.0217 | 0.651 | [5 empty] | 0 | 0
| 2,6-3 | Pipe cost d=32mm | length meter | 0.937 | 28.11 |  |  |  | 0 |  |  | 0
|  | Clinches | kg. | with project | 1 |  |  |  | 0 |  |  | 0
|  | Tool consumables | GEL | 0.0708 | 2.124 |  |  |  | 0 |  |  | 0
5 | 22-23-1Iss | Fitting parts arrangement | unit |  | 10
|  | Labour resources | p.p./hr | 0.389 | 3.89 |  | 0 |  |  |  |  | 0
|  | Vehicles | GEL | 0.151 | 1.51 | [5 empty] | 0 | 0
| 6..-791 | 50მმ coupler | unit | with project | 6 |  |  |  | 0 |  |  | 0
| 6..-413 | 32მმ bend 900 | unit | with project | 4 |  |  |  | 0 |  |  | 0
|  | Tool consumables | GEL | 0.024 | 0.24 |  |  |  | 0 |  |  | 0
6 | 23-1-1. | Pipe arrangement in sand encasing by hand (10 cm on the bottom, 20cm on the top of the pipe) layer ram by vibro ramming. | kub.m |  | 5.5
|  | Labour resources | p.p./hr | 1.8 | 9.9 |  | 0 |  |  |  |  | 0
|  | Sand | kub.m | 1.1 | 6.05 |  |  |  | 0 |  |  | 0
7 | 1-31-3,14 | Trench filling with river ballast by bulldozer movement up to 30m | 1000m |  | 0.0055
|  | Bulldozer exploitation | m/hr | 17.79 | 0.097845 | [5 empty] | 0 | 0
|  | Ballast | kub.m | 1150 | 6.325 |  |  |  | 0 |  |  | 0
External sewerage
8 | 1-22-9, | Trench treatment in III-IV category priming coat by mechanisms | 1000m |  | 0.049
|  | Labour resources | p.p./hr | 13.2 | 0.6468 |  | 0 |  |  |  |  | 0
|  | Excavator exploitation | m/hr | 29.5 | 1.4455 | [5 empty] | 0 | 0
|  | Other vehicles | GEL | 2.1 | 0.1029 | [5 empty] | 0 | 0
9 | 1-961 | With the same hand (for levelling trench surface) | 100m |  | 0.06
| market | Labour resources | sq.m. | 100 | 6 |  | 0 |  |  |  |  | 0
10 | srf2012-II C813p.5 | Loading extra priming coat and construction wastes on a tip lorry and move to the landfills on 15 km distance ( 1.3 stipulating loosening coefficient) | ton |  | 126 | [5 empty] | 0 | 0
11 | 22-8-2. | Plastic sewerage pipe (goffered) of SN-8 series d=150 mm | length meter |  | 21
|  | Labour resources | p.p./hr | 0.105 | 2.205 |  | 0 |  |  |  |  | 0
|  | Vehicles | GEL | 0.0538 | 1.1298 | [5 empty] | 0 | 0
|  | Pipe d=150mm | length meter | 1.01 | 21.21 |  |  |  | 0 |  |  | 0
|  | Tool consumables | GEL | 0.0012 | 0.0252 |  |  |  | 0 |  |  | 0
12 | 22-8-2. | Plastic sewerage thick-walled pipe d=100 mm | length meter |  | 24
|  | Labour resources | p.p./hr | 0.105 | 2.52 |  | 0 |  |  |  |  | 0
|  | Vehicles | GEL | 0.0538 | 1.2912 | [5 empty] | 0 | 0
|  | Pipe d=100mm | length meter | 1.01 | 24.24 |  |  |  | 0 |  |  | 0
|  | Tool consumables | GEL | 0.0012 | 0.0288 |  |  |  | 0 |  |  | 0
13 | 23-12-1. | Reinforced concrete sewerage well (Construction remnants) d-1000 with reinforced/rings,reinforced concrete bottom and roofing framed cap | m3 |  | 4.14
|  | Labour resources | p.p./hr | 12.6 | 52.164 |  | 0 |  |  |  |  | 0
|  | Vehicles | GEL | 5.08 | 21.0312 | [5 empty] | 0 | 0
|  | Remnants reinforced concrete rings d=1000mm h=1000mm | unit | with project | 4 |  |  |  | 0 |  |  | 0
|  | Remnants reinforced concrete rings d=1000mm h=500mm | unit | with project | 1 |  |  |  | 0 |  |  | 0
|  | Reinforced concrete well bottom | unit | with project | 4 |  |  |  | 0 |  |  | 0
|  | embedded reinforcement | ton | 0.016 | 0.06624 |  |  |  | 0 |  |  | 0
|  | Concrete ~m200~ | m3 | 0.413 | 1.7098 |  |  |  | 0 |  |  | 0
|  | Reinforced concrete panel and framed cap | unit | with project | 4 |  |  |  | 0 |  |  | 0
|  | Tool consumables | GEL | 7.01 | 29.0214 |  |  |  | 0 |  |  | 0
14 | 8-3-2. | Sand and gravel cushion arrangement on the bottom of well. width .10cm | m3 |  | 0.48
|  | Labour resources | p.p./hr | 0.89 | 0.4272 |  | 0 |  |  |  |  | 0
|  | Vehicles | GEL | 0.37 | 0.1776 | [5 empty] | 0 | 0
|  | Sand and gravel | m3 | 1.15 | 0.552 |  |  |  | 0 |  |  | 0
|  | Tool consumables | GEL | 0.02 | 0.0096 |  |  |  | 0 |  |  | 0
15 | 23-1-1. | Pipe arrangement in sand encasing by hand (10 cm on the bottom, 20cm on the top of the pipe) layer ram by vibro ramming. | kub.m |  | 14
|  | Labour resources | p.p./hr | 1.8 | 25.2 |  | 0 |  |  |  |  | 0
|  | Sand | kub.m | 1.1 | 15.4 |  |  |  | 0 |  |  | 0
16 | 1-31-3,14 | Trench filling with river ballast by bulldozer movement up to 30m | 1000m |  | 0.041
|  | Bulldozer exploitation | m/hr | 17.79 | 0.72939 | [5 empty] | 0 | 0
|  | Ballast | kub.m | 1150 | 47.15 |  |  |  | 0 |  |  | 0
17 | 8-4-7. | Well's outer surface insulation with bitumastic (two layers) | sq.m |  | 19
|  | Labour resources | p.p./hr | 0.336 | 6.384 |  | 0 |  |  |  |  | 0
|  | Vehicles | GEL | 0.015 | 0.285 | [5 empty] | 0 | 0
|  | bitumastic | ton | 0.0024 | 0.0456 |  |  |  | 0 |  |  | 0
|  | Tool consumables | GEL | 0.0228 | 0.4332 |  |  |  | 0 |  |  | 0
18 | 6-28-2. | Concrete channel parts arrangemen (W-26)t in the bottom of the well (W-26) | m3 |  | 0.6
|  | Labour resources | p.p./hr | 14.6 | 8.76 |  | 0 |  |  |  |  | 0
|  | Vehicles | GEL | 0.86 | 0.516 | [5 empty] | 0 | 0
|  | Concrete ~m300~ W-26 | m3 | 1.015 | 0.609 |  |  |  | 0 |  |  | 0
|  | Frame board IIId. 40mm | m3 | 0.0688 | 0.04128 |  |  |  | 0 |  |  | 0
|  | the same, IIId. 25-32mm | m3 | 0.0869 | 0.05214 |  |  |  | 0 |  |  | 0
|  | Bar IIId. 40mm | m3 | 0.0063 | 0.00378 |  |  |  | 0 |  |  | 0
|  | Tool consumables | GEL | 3.04 | 1.824 |  |  |  | 0 |  |  | 0
|  | Sum |  |  |  |  | 0 |  | 0 |  | 0 | 0
|  | Way-bill expenses | percent |  |  |  | 0 |  | 0 |  | 0 | 0
|  | Profit | percent |  |  |  | 0 |  | 0 |  | 0 | 0
|  | Sum D |  |  |  |  | 0 |  | 0 |  | 0 | 0

## E
Construction of the Regional Educational and Consultation Apicultural Centre
______________________________________________
Construction of the Regional Educational and Consultation Apicultural Centre
|  | E Fire alarms | [6 empty] | Total cost |  | 0 | GEL
[9 empty] | Salary |  | 0 | GEL
[9 empty] | Installation |  | 0 | GEL
|  |  |  | Normative |  | Labour |  | material |  | Construction
|  | Name of work |  | resource | [5 empty] | mechanisms |  | Sum
# | Basis |  | Dimension | Per unit | All | Per unit | All | Per unit | All | Per unit | All
[6 empty] | price |  | price |  | price
1' | 2' | 3' | 4' | 5' | 6' | 7' | 8' | 9' | 10' | 11' | 12' | 13'
1 | 10-742-1 | Address fire alarm one loupe panel | complete |  | 1
|  | Labour resources | p.p./hr | 26 | 26 |  | 0 |  |  |  |  | 0
|  | Material resources | GEL | 2.5 | 2.5 |  |  |  | 0 |  |  | 0
|  | Address fire alarm one loupe panel | complete | 1 | 1 |  |  |  | 0 |  |  | 0
2 | 8-123-7 | Power supply unit with battery 2x12 v/7a.sT | unit |  | 1
|  | Labour resources | p.p./hr | 1 | 1 |  | 0 |  |  |  |  | 0
|  | Material resources | GEL | 0.45 | 0.45 |  |  |  | 0 |  |  | 0
| 12,1-70 | Power supply unit with battery 2x12 v/7a.sT | unit | 1 | 1 |  |  |  | 0 |  |  | 0
3 | 10-743-3 | Optical addressable smoke detector | unit |  | 22
|  | Labour resources | p.p./hr | 2 | 44 |  | 0 |  |  |  |  | 0
|  | Material resources | GEL | 0.28 | 6.16 |  |  |  | 0 |  |  | 0
| 12,1-59 | Optical addressable smoke detector | unit | 1 | 22 |  |  |  | 0 |  |  | 0
|  | Universal address base | unit |  | 22 |  |  |  | 0 |  |  | 0
4 | 10-743-3 | Address thermal detector | unit |  | 1
|  | Labour resources | p.p./hr | 2 | 2 |  | 0 |  |  |  |  | 0
|  | Material resources | GEL | 0.28 | 0.28 |  |  |  | 0 |  |  | 0
| 12,1-62 | Address thermal detector | unit | 1 | 1 |  |  |  | 0 |  |  | 0
|  | Universal address base | unit |  | 1 |  |  |  | 0 |  |  | 0
5 | 10-743-3 | Address gas detector | unit |  | 1
|  | Labour resources | p.p./hr | 2 | 2 |  | 0 |  |  |  |  | 0
|  | Material resources | GEL | 0.28 | 0.28 |  |  |  | 0 |  |  | 0
| 12,1-62 | Address gas detector | unit | 1 | 1 |  |  |  | 0 |  |  | 0
|  | Universal address base | unit |  | 1 |  |  |  | 0 |  |  | 0
6 | 10_744-5 | Address alarm button | unit |  | 9
|  | Labour resources | p.p./hr | 2 | 18 |  | 0 |  |  |  |  | 0
|  | Material resources | GEL | 0.14 | 1.26 |  |  |  | 0 |  |  | 0
| 12,1-63 | Address alarm button | unit | 1 | 9 |  |  |  | 0 |  |  | 0
7 | 10_744-6 | Address sirene strobe | unit |  | 2
|  | Labour resources | p.p./hr | 3 | 6 |  | 0 |  |  |  |  | 0
|  | Material resources | GEL | 0.14 | 0.28 |  |  |  | 0 |  |  | 0
| 12,1-64 | Address sirene strobe | unit | 1 | 2 |  |  |  | 0 |  |  | 0
8 | 10_744-6 | Address relay module | unit |  | 1
|  | Labour resources | p.p./hr | 3 | 3 |  | 0 |  |  |  |  | 0
|  | Material resources | GEL | 0.14 | 0.14 |  |  |  | 0 |  |  | 0
| 12,1-64 | Address relay module | unit | 1 | 1 |  |  |  | 0 |  |  | 0
9 | 10-54-4 | Cable installation | length meter |  | 350
|  | Labour resources | p.p./hr | 0.28 | 98 |  | 0 |  |  |  |  | 0
|  | Material resources | GEL | 0.107 | 37.45 |  |  |  | 0 |  |  | 0
|  | Vehicles | GEL | 0.049 | 17.15 | [5 empty] | 0 | 0
| 12,1-57 | Plenum cable JE-H(St)H FE180/E90 - 2x1x0,8 | length meter. | 1 | 350 |  |  |  | 0 |  |  | 0
|  | Sum |  |  |  |  | 0 |  | 0 |  | 0 | 0
|  | Installation way-bill expenses | percent |  |  |  | 0 |  | 0 |  | 0 | 0
|  | Profit | percent |  |  |  | 0 |  | 0 |  | 0 | 0
|  | Sum E |  |  |  |  | 0 |  | 0 |  | 0 | 0

## F
Construction of the Regional Educational and Consultation Apicultural Centre
______________________________________________
Construction of the Regional Educational and Consultation Apicultural Centre
|  | F Video monitoring system | [6 empty] | Total cost |  | 0 | GEL
[9 empty] | Salary |  | 0 | GEL
[9 empty] | Installation |  | 0 | GEL
|  |  |  | Normative |  | Labour |  | material |  | Construction
|  | Name of work |  | resource | [5 empty] | mechanisms |  | Sum
# | Basis |  | Dimension | Per unit | All | Per unit | All | Per unit | All | Per unit | All
[6 empty] | price |  | price |  | price
1' | 2' | 3' | 4' | 5' | 6' | 7' | 8' | 9' | 10' | 11' | 12' | 13'
1 | 10-384-22Iss | Digital dashboard camera network with (NVR) 16 channels | unit |  | 1
|  | Labour resources | p.p./hr | 75 | 75 |  | 0 |  |  |  |  | 0
|  | Material resources | GEL | 6.12 | 6.12 |  |  |  | 0 |  |  | 0
|  | Vehicles | GEL | 0.08 | 0.08 | [5 empty] | 0 | 0
| 9..-28 | Digital dashboard camera network with (NVR) 16 channels | unit | 1 | 1 |  |  |  | 0 |  |  | 0
2 |  | lan switch 24 port | unit |  | 1 |  |  |  | 0 |  |  | 0
3 |  | Solid-state drive 3 terabyte | unit |  | 1 |  |  |  | 0 |  |  | 0
4 |  | Patch panel 24 port Cat 5e | unit |  | 1 |  |  |  | 0 |  |  | 0
5 | 8-123-7 | Power supply unit for cameras 12v/10a | unit |  | 1
|  | Labour resources | p.p./hr | 1 | 1 |  | 0 |  |  |  |  | 0
|  | Material resources | GEL | 0.45 | 0.45 |  |  |  | 0 |  |  | 0
|  | Power supply unit for cameras 12v/10a | unit | 1 | 1 |  |  |  | 0 |  |  | 0
6 | 10-384-25Iss | IP Video camera with day/night colour regime (minimum 2.0MP) internal installation | unit |  | 6
|  | Labour resources | p.p./hr | 12 | 72 |  | 0 |  |  |  |  | 0
|  | Material resources | GEL | 1.3 | 7.8 |  |  |  | 0 |  |  | 0
|  | Vehicles | GEL | 0.24 | 1.44 | [5 empty] | 0 | 0
|  | IP Video camera with day/night colour regime (minimum 2.0MP) internal installation | unit |  | 6 |  |  |  | 0 |  |  | 0
7 | 10-384-25Iss | IP Video camera with day/night colour regime (minimum 2.0MP) external installation | unit |  | 5
|  | Labour resources | p.p./hr | 12 | 60 |  | 0 |  |  |  |  | 0
|  | Material resources | GEL | 1.3 | 6.5 |  |  |  | 0 |  |  | 0
|  | Vehicles | GEL | 0.24 | 1.2 | [5 empty] | 0 | 0
|  | IP Video camera with day/night colour regime (minimum 2.0MP) external installation | unit |  | 5 |  |  |  | 0 |  |  | 0
8 |  | Monitoring | unit |  | 1 |  |  |  | 0 |  |  | 0
9 | 10-54-4 | Cable installation | length meter |  | 800
|  | Labour resources | p.p./hr | 0.28 | 224 |  | 0 |  |  |  |  | 0
|  | Material resources | GEL | 0.107 | 85.6 |  |  |  | 0 |  |  | 0
|  | Vehicles | GEL | 0.049 | 39.2 | [5 empty] | 0 | 0
|  | Cable 2x1.5 mm2 | length meter |  | 400 |  |  |  | 0 |  |  | 0
| 8,4-5 | Cable UTP Cat 5e | length meter |  | 400 |  |  |  | 0 |  |  | 0
|  | Sum |  |  |  |  | 0 |  | 0 |  | 0 | 0
|  | Installation way-bill expenses | percent |  |  |  | 0 |  | 0 |  | 0 | 0
|  | Profit | percent |  |  |  | 0 |  | 0 |  | 0 | 0
|  | Sum F |  |  |  |  | 0 |  | 0 |  | 0 | 0

## G
Construction of the Regional Educational and Consultation Apicultural Centre
______________________________________________
Cooling and heating
______________________________
Construction of the Regional Educational and Consultation Apicultural Centre
|  | G Cooling and Heating | [6 empty] | Total cost |  | 0 | GEL
[9 empty] | Salary |  | 0 | GEL
[9 empty] | Installation |  | 0 | GEL
|  |  |  | Normative |  | Labour |  | Material |  | Construction
|  | Name of work |  | resource | [5 empty] | mechanisms |  | Sum
# | Basis |  | Dimension | Per unit | All | Per unit | All | Per unit | All | Per unit | All
[6 empty] | price |  | price |  | price
1' | 2' | 3' | 4' | 5' | 6' | 7' | 8' | 9' | 10' | 11' | 12' | 13'
I Heating
Equipment
1 | 18-2-6. | Wall-mounted boiler 80kW (condensation) | unit |  | 1
|  | Labour resources | p.p./hr | 38.1 | 38.1 |  | 0 |  |  |  |  | 0
|  | Vehicles | GEL | 4.84 | 4.84 | [5 empty] | 0 | 0
|  | Wall-mounted boiler 80kW | unit | 1 | 1 |  |  |  | 0 |  |  | 0
|  | Tool consumables | GEL | 3.96 | 3.96 |  |  |  | 0 |  |  | 0
2 | 20-31-10. | Mini chiller 100 kW | complete |  | 1
|  | Labour resources | p.p./hr | 168 | 168 |  | 0 |  |  |  |  | 0
|  | Vehicles | GEL | 22.3 | 22.3 | [5 empty] | 0 | 0
|  | Chiller | unit | 1 | 1 |  |  |  | 0 |  |  | 0
|  | Tool consumables | GEL | 28 | 28 |  |  |  | 0 |  |  | 0
3 | 18-8-3. | Circulation pump for chiller 17.2m³/h H-5.4 | unit |  | 1
|  | Labour resources | p.p./hr | 18.9 | 18.9 |  | 0 |  |  |  |  | 0
|  | Vehicles | GEL | 1.08 | 1.08 | [5 empty] | 0 | 0
|  | Pump | unit | 1 | 1 |  |  |  | 0 |  |  | 0
|  | Tool consumables | GEL | 2.21 | 2.21 |  |  |  | 0 |  |  | 0
4 | 18-6-2. | Expansion tank 150L (10bar.) | unit |  | 1
|  | Labour resources | p.p./hr | 3.8 | 3.8 |  | 0 |  |  |  |  | 0
|  | Vehicles | GEL | 0.22 | 0.22 | [5 empty] | 0 | 0
|  | Expansion tank V=150L | complete | 1 | 1 |  |  |  | 0 |  |  | 0
|  | Tool consumables | GEL | 0.22 | 0.22 |  |  |  | 0 |  |  | 0
5 | 18-6-2. | Expansion tank 100L (10bar.) | unit |  | 1
|  | Labour resources | p.p./hr | 3.8 | 3.8 |  | 0 |  |  |  |  | 0
|  | Vehicles | GEL | 0.22 | 0.22 | [5 empty] | 0 | 0
|  | Expansion tank V=100L | complete | 1 | 1 |  |  |  | 0 |  |  | 0
|  | Tool consumables | GEL | 0.22 | 0.22 |  |  |  | 0 |  |  | 0
6 | 18-14-6. | Cast iron filter | unit |  | 1
|  | Labour resources | p.p./hr | 4.14 | 4.14 |  | 0 |  |  |  |  | 0
|  | Vehicles | GEL | 0.68 | 0.68 | [5 empty] | 0 | 0
|  | Filter | unit | 1 | 1 |  |  |  | 0 |  |  | 0
|  | Tool consumables | GEL | 0.12 | 0.12 |  |  |  | 0 |  |  | 0
Fan coils
7 | 20-24-1Iss | Floor fan coil 1.9 kW cooling 2.5 heating | complete |  | 1
|  | Labour resources | p.p./hr | 6.67 | 6.67 |  | 0 |  |  |  |  | 0
|  | Vehicles | GEL | 0.541 | 0.541 | [5 empty] | 0 | 0
|  | Fan coil cost | unit | 1 | 1 |  |  |  | 0 |  |  | 0
|  | Tool consumables | GEL | 3.38 | 3.38 |  |  |  | 0 |  |  | 0
8 | 20-24-1Iss | Floor fan coil 2.2 kW cooling 3.8 heating | complete |  | 1
|  | Labour resources | p.p./hr | 6.67 | 6.67 |  | 0 |  |  |  |  | 0
|  | Vehicles | GEL | 0.541 | 0.541 | [5 empty] | 0 | 0
|  | Fan coil cost | unit | 1 | 1 |  |  |  | 0 |  |  | 0
|  | Tool consumables | GEL | 3.38 | 3.38 |  |  |  | 0 |  |  | 0
9 | 20-24-1Iss | Floor fan coil 2.8 kW cooling 4 heating | complete |  | 3
|  | Labour resources | p.p./hr | 6.67 | 20.01 |  | 0 |  |  |  |  | 0
|  | Vehicles | GEL | 0.541 | 1.623 | [5 empty] | 0 | 0
|  | Fan coil cost | unit | 1 | 3 |  |  |  | 0 |  |  | 0
|  | Tool consumables | GEL | 3.38 | 10.14 |  |  |  | 0 |  |  | 0
10 | 20-24-1Iss | Floor fan coil 3.7 kW cooling 4.5 heating | complete |  | 2
|  | Labour resources | p.p./hr | 6.67 | 13.34 |  | 0 |  |  |  |  | 0
|  | Vehicles | GEL | 0.541 | 1.082 | [5 empty] | 0 | 0
|  | Fan coil cost | unit | 1 | 2 |  |  |  | 0 |  |  | 0
|  | Tool consumables | GEL | 3.38 | 6.76 |  |  |  | 0 |  |  | 0
11 | 20-24-1Iss | Floor fan coil 4.5 kW cooling 6.5 heating | complete |  | 2
|  | Labour resources | p.p./hr | 6.67 | 13.34 |  | 0 |  |  |  |  | 0
|  | Vehicles | GEL | 0.541 | 1.082 | [5 empty] | 0 | 0
|  | Fan coil cost | unit | 1 | 2 |  |  |  | 0 |  |  | 0
|  | Tool consumables | GEL | 3.38 | 6.76 |  |  |  | 0 |  |  | 0
12 | 20-24-1Iss | Floor fan coil 5 kW cooling 7.5 heating | complete |  | 4
|  | Labour resources | p.p./hr | 6.67 | 26.68 |  | 0 |  |  |  |  | 0
|  | Vehicles | GEL | 0.541 | 2.164 | [5 empty] | 0 | 0
|  | Fan coil cost | unit | 1 | 4 |  |  |  | 0 |  |  | 0
|  | Tool consumables | GEL | 3.38 | 13.52 |  |  |  | 0 |  |  | 0
13 | 20-24-1Iss | Floor fan coil 7.2 kW cooling 9.8 heating | complete |  | 1
|  | Labour resources | p.p./hr | 6.67 | 6.67 |  | 0 |  |  |  |  | 0
|  | Vehicles | GEL | 0.541 | 0.541 | [5 empty] | 0 | 0
|  | Fan coil cost | unit | 1 | 1 |  |  |  | 0 |  |  | 0
|  | Tool consumables | GEL | 3.38 | 3.38 |  |  |  | 0 |  |  | 0
14 | 18-8-2. | Circulation pump for floor fan coil heating(tap #1) 1.2-m³/h H-5.6 | unit |  | 1
|  | Labour resources | p.p./hr | 16.6 | 16.6 |  | 0 |  |  |  |  | 0
|  | Vehicles | GEL | 0.72 | 0.72 | [5 empty] | 0 | 0
|  | Pump | unit | 1 | 1 |  |  |  | 0 |  |  | 0
|  | Tool consumables | GEL | 1.76 | 1.76 |  |  |  | 0 |  |  | 0
15 | 18-8-2. | Circulation pump for floor fan coil heating(tap #2) 1.6-m³/h H-5.8 | unit |  | 1
|  | Labour resources | p.p./hr | 16.6 | 16.6 |  | 0 |  |  |  |  | 0
|  | Vehicles | GEL | 0.72 | 0.72 | [5 empty] | 0 | 0
|  | Pump | unit | 1 | 1 |  |  |  | 0 |  |  | 0
|  | Other expenses | GEL | 1.76 | 1.76 |  |  |  | 0 |  |  | 0
16 | 18-8-2. | Circulation pump for floor fan coil heating(tap #3) 1.8-m³/h H-6.2 | unit |  | 1
|  | Labour resources | p.p./hr | 16.6 | 16.6 |  | 0 |  |  |  |  | 0
|  | Vehicles | GEL | 0.72 | 0.72 | [5 empty] | 0 | 0
|  | Pump | unit | 1 | 1 |  |  |  | 0 |  |  | 0
|  | Tool consumables | GEL | 1.76 | 1.76 |  |  |  | 0 |  |  | 0
17 | 18-8-2. | Circulation pump for floor fan coil cooling(tap #1) 2.4-m³/h H-8.2 | unit |  | 1
|  | Labour resources | p.p./hr | 16.6 | 16.6 |  | 0 |  |  |  |  | 0
|  | Vehicles | GEL | 0.72 | 0.72 | [5 empty] | 0 | 0
|  | Pump | unit | 1 | 1 |  |  |  | 0 |  |  | 0
|  | Tool consumables | GEL | 1.76 | 1.76 |  |  |  | 0 |  |  | 0
18 | 18-8-2. | Circulation pump for floor fan coil cooling(tap #2) 4.8-m³/h H-6.7 | unit |  | 1
|  | Labour resources | p.p./hr | 16.6 | 16.6 |  | 0 |  |  |  |  | 0
|  | Vehicles | GEL | 0.72 | 0.72 | [5 empty] | 0 | 0
|  | Pump | unit | 1 | 1 |  |  |  | 0 |  |  | 0
|  | Tool consumables | GEL | 1.76 | 1.76 |  |  |  | 0 |  |  | 0
19 | 18-8-2. | Circulation pump for floor fan coil cooling(tap #3) 3.5-m³/h H-12.4 | unit |  | 1
|  | Labour resources | p.p./hr | 16.6 | 16.6 |  | 0 |  |  |  |  | 0
|  | Vehicles | GEL | 0.72 | 0.72 | [5 empty] | 0 | 0
|  | Pump | unit | 1 | 1 |  |  |  | 0 |  |  | 0
|  | Other expenses | GEL | 1.76 | 1.76 |  |  |  | 0 |  |  | 0
20 | 18-8-2. | Circulation pump for calorifier heating ( #4) 1.6-m³/h H-4.8 | unit |  | 1
|  | Labour resources | p.p./hr | 16.6 | 16.6 |  | 0 |  |  |  |  | 0
|  | Vehicles | GEL | 0.72 | 0.72 | [5 empty] | 0 | 0
|  | Pump | unit | 1 | 1 |  |  |  | 0 |  |  | 0
|  | Tool consumables | GEL | 1.76 | 1.76 |  |  |  | 0 |  |  | 0
21 | 18-8-2. | Circulation pump for calorifier cooling ( #4) 2.5-m³/h H-5.8 | unit |  | 1
|  | Labour resources | p.p./hr | 16.6 | 16.6 |  | 0 |  |  |  |  | 0
|  | Vehicles | GEL | 0.72 | 0.72 | [5 empty] | 0 | 0
|  | Pump | unit | 1 | 1 |  |  |  | 0 |  |  | 0
|  | Tool consumables | GEL | 1.76 | 1.76 |  |  |  | 0 |  |  | 0
|  | Sum |  |  |  |  | 0 |  | 0 |  | 0 | 0
|  | Equipment installation way-bill expenses | percent |  |  |  | 0 |  | 0 |  | 0 | 0
|  | Profit | percent |  |  |  | 0 |  | 0 |  | 0 | 0
|  | Sum Heating |  |  |  |  | 0 |  | 0 |  | 0 | 0
II Cooling
22 | 16-24-6. | Aluminium armoured polypropylene pipe arrangement Ø50x8,3 PN25 | length meter |  | 240
|  | Labour resources | p.p./hr | 1.57 | 376.8 |  | 0 |  |  |  |  | 0
|  | Vehicles | GEL | 0.0525 | 12.6 | [5 empty] | 0 | 0
|  | Pipe cost Ø50x8,3 PN25 | length meter | 0.974 | 233.76 |  |  |  | 0 |  |  | 0
|  | Clinches | unit |  | 4 |  |  |  | 0 |  |  | 0
|  | Tool consumables | GEL | 0.0478 | 11.472 |  |  |  | 0 |  |  | 0
23 | 16-24-6. | Aluminium armoured polypropylene pipe arrangement Ø40x6,7PN25 | length meter |  | 230
|  | Labour resources | p.p./hr | 1.57 | 361.1 |  | 0 |  |  |  |  | 0
|  | Vehicles | GEL | 0.0525 | 12.075 | [5 empty] | 0 | 0
|  | Pipe cost Ø40x6,7 PN25 | length meter | 0.974 | 224.02 |  |  |  | 0 |  |  | 0
|  | Clinches | unit |  | 4 |  |  |  | 0 |  |  | 0
|  | Tool consumables | GEL | 0.0478 | 10.994 |  |  |  | 0 |  |  | 0
24 | 16-24-6. | Aluminium armoured polypropylene pipe arrangement Ø32x5,3PN25 | length meter |  | 148
|  | Labour resources | p.p./hr | 1.57 | 232.36 |  | 0 |  |  |  |  | 0
|  | Vehicles | GEL | 0.0525 | 7.77 | [5 empty] | 0 | 0
|  | Pipe cost Ø32x5,3 PN25 | length meter | 0.974 | 144.152 |  |  |  | 0 |  |  | 0
|  | Clinches | unit |  | 4 |  |  |  | 0 |  |  | 0
|  | Tool consumables | GEL | 0.0478 | 7.0744 |  |  |  | 0 |  |  | 0
25 | 16-24-6. | Aluminium armoured polypropylene pipe arrangement Ø25x4,2PN25 | length meter |  | 96
|  | Labour resources | p.p./hr | 1.57 | 150.72 |  | 0 |  |  |  |  | 0
|  | Vehicles | GEL | 0.0525 | 5.04 | [5 empty] | 0 | 0
|  | Pipe cost Ø25x4,2PN25 | length meter | 0.974 | 93.504 |  |  |  | 0 |  |  | 0
|  | Clinches | unit |  | 4 |  |  |  | 0 |  |  | 0
|  | Tool consumables | GEL | 0.0478 | 4.5888 |  |  |  | 0 |  |  | 0
26 | 16-24-6. | Aluminium armoured polypropylene pipe arrangementØ20x3,4PN25 | length meter |  | 136
|  | Labour resources | p.p./hr | 1.57 | 213.52 |  | 0 |  |  |  |  | 0
|  | Vehicles | GEL | 0.0525 | 7.14 | [5 empty] | 0 | 0
|  | Pipe cost Ø20x3,4PN25 | length meter | 0.974 | 132.464 |  |  |  | 0 |  |  | 0
|  | Clinches | unit |  | 4 |  |  |  | 0 |  |  | 0
|  | Tool consumables | GEL | 0.0478 | 6.5008 |  |  |  | 0 |  |  | 0
27 | Market | Pipe lagging by foiled hosed foamed caoutchouc width.13mm. | length meter |  | 850
|  | Labour resources | length meter | 1 | 850 |  | 0 |  |  |  |  | 0
|  | Lagging Ø50 for pipes | length meter | with project | 240 |  |  |  | 0 |  |  | 0
|  | Lagging Ø40 for pipes | length meter | with project | 230 |  |  |  | 0 |  |  | 0
|  | Lagging Ø32 for pipes | length meter | with project | 148 |  |  |  | 0 |  |  | 0
|  | Lagging Ø25 for pipes | length meter | with project | 96 |  |  |  | 0 |  |  | 0
|  | Lagging Ø20 for pipes | length meter | with project | 136 |  |  |  | 0 |  |  | 0
28 | 22-23-1 | Fitting parts arrangement | unit |  | 414
|  | Labour resources | p.p./hr | 0.389 | 161.046 |  | 0 |  |  |  |  | 0
|  | Vehicles | GEL | 0.151 | 62.514 | [5 empty] | 0 | 0
|  | Globe valve arrangement d= up to50mm | unit | with project | 56 |  |  |  | 0 |  |  | 0
|  | 20 mm joint 90° | unit | with project | 84 |  |  |  | 0 |  |  | 0
|  | 25 mm joint 90° | unit | with project | 20 |  |  |  | 0 |  |  | 0
|  | 32 mm joint 90° | unit | with project | 16 |  |  |  | 0 |  |  | 0
|  | 40 mm joint 90° | unit | with project | 42 |  |  |  | 0 |  |  | 0
|  | 50 mm joint 90° | unit | with project | 32 |  |  |  | 0 |  |  | 0
|  | 25 mm trident | unit | with project | 6 |  |  |  | 0 |  |  | 0
|  | 32 mm trident | unit | with project | 24 |  |  |  | 0 |  |  | 0
|  | 40 mm trident | unit | with project | 12 |  |  |  | 0 |  |  | 0
|  | 50 mm trident | unit | with project | 18 |  |  |  | 0 |  |  | 0
|  | 25-20 mm adapter | unit | with project | 8 |  |  |  | 0 |  |  | 0
|  | 32-20 mm adapter | unit | with project | 32 |  |  |  | 0 |  |  | 0
|  | 32-25 mm adapter | unit | with project | 12 |  |  |  | 0 |  |  | 0
|  | 40-20 mm adapter | unit | with project | 18 |  |  |  | 0 |  |  | 0
|  | 40-32 mm adapter | unit | with project | 10 |  |  |  | 0 |  |  | 0
|  | 50-20 mm adapter | unit | with project | 14 |  |  |  | 0 |  |  | 0
|  | 50-40 mm adapter | unit | with project | 24 |  |  |  | 0 |  |  | 0
|  | 110 mm trident | unit | with project | 16 |  |  |  | 0 |  |  | 0
|  | 110-90 mm adapter | unit | with project | 8 |  |  |  | 0 |  |  | 0
|  | 90-75 mm adapter | unit | with project | 8 |  |  |  | 0 |  |  | 0
|  | 75-50 mm adapter | unit | with project | 8 |  |  |  | 0 |  |  | 0
|  | Tool consumables | GEL | 0.024 | 9.936 |  |  |  | 0 |  |  | 0
29 | 16-12-1. | Globe valve arrangement d= up to50mm | unit |  | 24
|  | Labour resources | p.p./hr | 1.5 | 36 |  | 0 |  |  |  |  | 0
|  | Vehicles | GEL | 0.13 | 3.12 | [5 empty] | 0 | 0
| 6..-57 | Spherical globe valve d=50 | unit | with project | 9 |  |  |  | 0 |  |  | 0
| 6..-57 | Spherical globe valve d=40 | unit | with project | 12 |  |  |  | 0 |  |  | 0
| 6..-57 | Spherical globe valve d=32 | unit | with project | 3 |  |  |  | 0 |  |  | 0
| 6..-57 | Floor fan coil globe valve | unit | with project | 28 |  |  |  | 0 |  |  | 0
|  | Bolt with nut | kg | 1.1 | 26.4 |  |  |  | 0 |  |  | 0
|  | Tool consumables | GEL | 0.07 | 1.68 |  |  |  | 0 |  |  | 0
30 | 16-24-4. | Polypropylene pipe Ø 110mm | length meter |  | 14
|  | Labour resources | p.p./hr | 1.56 | 21.84 |  | 0 |  |  |  |  | 0
|  | Vehicles | GEL | 0.0217 | 0.3038 | [5 empty] | 0 | 0
| 2,6-3 | milis Rirebuleba d=110mm | length meter | 0.937 | 13.118 |  |  |  | 0 |  |  | 0
|  | Clinches | kg. | with project | 1 |  |  |  | 0 |  |  | 0
|  | Tool consumables | GEL | 0.0708 | 0.9912 |  |  |  | 0 |  |  | 0
31 | Market | Pipe lagging by foiled hosed foamed caoutchouc width.13mm. | length meter |  | 12
|  | Labour resources | length meter | 1 | 12 |  | 0 |  |  |  |  | 0
|  | Foiled hosed auCuki caoutchouc width.13mm. | length meter | 1 | 12 |  |  |  | 0 |  |  | 0
|  | Sum |  |  |  |  | 0 |  | 0 |  | 0 | 0
|  | Way-bill expenses | percent |  |  |  | 0 |  | 0 |  | 0 | 0
|  | Profit | percent |  |  |  | 0 |  | 0 |  | 0 | 0
|  | Sum Cooling |  |  |  |  | 0 |  | 0 |  | 0 | 0
|  | Sum G (Heating + Cooling) |  |  |  |  | 0 |  | 0 |  | 0 | 0

## H
Construction of the Regional Educational and Consultation Apicultural Centre
______________________________________________
Computer and telephone networks
Construction of the Regional Educational and Consultation Apicultural Centre
|  | H Computer and telephone network | [6 empty] | Total cost |  | 0 | GEL
[9 empty] | Salary |  | 0 | GEL
[9 empty] | Installation |  | 0 | GEL
|  | Name of work |  | Normative |  | Labour |  | Material |  | Construction
| Basis |  |  | resource | [5 empty] | mechanisms |  | Sum
# |  |  | Dimension | Per unit | All | Per unit | All | Per unit | All | Per unit | All
[6 empty] | price |  | price |  | price
1' | 2' | 3' | 4' | 5' | 6' | 7' | 8' | 9' | 10' | 11' | 12' | 13'
1 | 11-902-10 | Communication cabinet RACK 12U (with thermostat and ventilator block ) | unit |  | 1
|  | Labour resources | p.p./hr | 25 | 25 |  | 0 |  |  |  |  | 0
|  | Material resources | GEL | 1.91 | 1.91 |  |  |  | 0 |  |  | 0
|  | Vehicles | GEL | 0.89 | 0.89 | [5 empty] | 0 | 0
|  | Communication cabinet RACK 12U | kompl | 1 | 1 |  |  |  | 0 |  |  | 0
2 | 10-276-2Iss | Uninterruptible power supply Smart UPS 1000VA | unit |  | 1
|  | Labour resources | p.p./hr | 16 | 16 |  | 0 |  |  |  |  | 0
|  | Material resources | GEL | 2.97 | 2.97 |  |  |  | 0 |  |  | 0
|  | Smart UPS 1000VA | unit |  | 1 |  |  |  | 0 |  |  | 0
3 | 10-972-2 | Pitch panel 24 port Cat 5e | unit |  | 1
|  | Labour resources | p.p./hr | 10 | 10 |  | 0 |  |  |  |  | 0
|  | Material resources | GEL | 13.7 | 13.7 |  |  |  | 0 |  |  | 0
|  | Vehicles | GEL | 1.78 | 1.78 | [5 empty] | 0 | 0
|  | Pitch panel 24 port Cat 5e | unit | 1 | 1 |  |  |  | 0 |  |  | 0
4 | 10-116-1 | Network commutator 24 port (DATA,IPTV,VoIP,CCTV) (Settings of network commutators and component facilities shall be agreed upon with the customer in advance ) | unit |  | 1
|  | Labour resources | p.p./hr | 19 | 19 |  | 0 |  |  |  |  | 0
|  | Material resources | GEL | 0.8 | 0.8 |  |  |  | 0 |  |  | 0
|  | Network commutator 24 port (DATA,IPTV,VoIP,CCTV) | unit | 1 | 1 |  |  |  | 0 |  |  | 0
5 | 11-953-1 | Computer receptacle RG45 (Fifth category) | unit |  | 12
|  | Labour resources | p.p./hr | 1 | 12 |  | 0 |  |  |  |  | 0
|  | Material resources | GEL | 0.11 | 1.32 |  |  |  | 0 |  |  | 0
|  | Computer receptacle RG45 (Fifth category) | unit |  | 12 |  |  |  | 0 |  |  | 0
6 | 11-953-1 | Telephone receptacle RG45 (fifth category) | unit |  | 10
|  | Labour resources | p.p./hr | 1 | 10 |  | 0 |  |  |  |  | 0
|  | Material resources | GEL | 0.11 | 1.1 |  |  |  | 0 |  |  | 0
|  | Telephone receptacle RG45 (fifth category) | unit |  | 10 |  |  |  | 0 |  |  | 0
7 | 10-54-4 | Cabel installation | length meter |  | 450
|  | Labour resources | p.p./hr | 0.28 | 126 |  | 0 |  |  |  |  | 0
|  | Material resources | GEL | 0.107 | 48.15 |  |  |  | 0 |  |  | 0
|  | Vehicles | GEL | 0.049 | 22.05 | [5 empty] | 0 | 0
|  | Computer network cabel FTP Cat5e | length meter |  | 450 |  |  |  | 0 |  |  | 0
8 |  | Receptacle gudgeon | unit |  | 14 |  |  |  | 0 |  |  | 0
9 | 8-418-1 | Installation corrugated pipeØ16mm | length meter |  | 200
|  | Labour resources | p.p./hr | 0.15 | 30 |  | 0 |  |  |  |  | 0
|  | Material resources | GEL | 0.0115 | 2.3 |  |  |  | 0 |  |  | 0
|  | Vehicles | GEL | 0.0017 | 0.34 | [5 empty] | 0 | 0
10 |  | Installation corrugated pipeØ16mm | length meter |  | 200 |  |  |  | 0 |  |  | 0
| 8-398-1. | Iron cable channel perforated 200X60X1,0mm | length meter |  | 10
|  | Labour resources | p.p./hr | 0.19 | 1.9 |  | 0 |  |  |  |  | 0
|  | Material resources | GEL | 0.1 | 1 |  |  |  | 0 |  |  | 0
|  | Vehicles | GEL | 0.706 | 7.06 | [5 empty] | 0 | 0
|  | Iron cable channel perforated 200X60X1,0mm | length meter |  | 10 |  |  |  | 0 |  |  | 0
11 |  | Ceilling fixing construction of Iron cable channel 200X60X1,0mm | unit |  | 10 |  |  |  | 0 |  |  | 0
12 | 8-398-1. | Iron cable channel perforated 200X60X1,0mm | length meter |  | 20
|  | Labour resources | p.p./hr | 0.19 | 3.8 |  | 0 |  |  |  |  | 0
|  | Material resources | GEL | 0.1 | 2 |  |  |  | 0 |  |  | 0
|  | Vehicles | GEL | 0.706 | 14.12 | [5 empty] | 0 | 0
|  | Iron cable channel perforated 200X60X1,0mm | length meter |  | 20 |  |  |  | 0 |  |  | 0
13 |  | Ceilling fixing construction of Iron cable channel 200X60X1,0mm | unit |  | 10 |  |  |  | 0 |  |  | 0
|  | Sum |  |  |  |  | 0 |  | 0 |  | 0 | 0
|  | Installation way-bill expenses | percent |  |  |  | 0 |  | 0 |  | 0 | 0
|  | Profit | percent |  |  |  | 0 |  | 0 |  | 0 | 0
|  | Sum H |  |  |  |  | 0 |  | 0 |  | 0 | 0

## I
Construction of the Regional Educational and Consultation Apicultural Centre
Construction of the Regional Educational and Consultation Apicultural Centre
|  | I TV network | [6 empty] | Total cost |  | 0 | GEL
[9 empty] | Salary |  | 0 | GEL
[9 empty] | Installation |  | 0 | GEL
|  |  | Normative |  | Labour |  | Material |  | Construction
|  | Name of work | resource | [5 empty] | mechanisms |  |  | Sum
# | Basis |  | Dimension | Per unit | All | Per unit | All | Per unit | All | Per unit | All
[6 empty] | price |  | price |  | price
1' | 2' | 3' | 4' | 5' | 6' | 7' | 8' | 9' | 10' | 11' | 12' | 13'
1 | 10-319-1 | Splitter 1/2 | unit |  | 1
|  | Labour resources | p.p./hr | 2 | 2 |  | 0 |  |  |  |  | 0
|  | Material resources | GEL | 0.02 | 0.02 |  |  |  | 0 |  |  | 0
|  | Splitter 1/2 | unit |  | 1 |  |  |  | 0 |  |  | 0
2 | 11-953-1 | TV receptacle | unit |  | 2
|  | Labour resources | p.p./hr | 1 | 2 |  | 0 |  |  |  |  | 0
|  | Material resources | GEL | 0.11 | 0.22 |  |  |  | 0 |  |  | 0
|  | TV receptacle | unit |  | 2 |  |  |  | 0 |  |  | 0
3 | 10-54-4 | Cable installation | grZ.m |  | 50
|  | Labour resources | p.p./hr | 0.28 | 14 |  | 0 |  |  |  |  | 0
|  | Material resources | GEL | 0.107 | 5.35 |  |  |  | 0 |  |  | 0
|  | Vehicles | GEL | 0.049 | 2.45 | [5 empty] | 0 | 0
|  | TV network cable RG 6 | length meter |  | 50 |  |  |  | 0 |  |  | 0
|  | Sum |  |  |  |  | 0 |  | 0 |  | 0 | 0
|  | Installation way-bill expenses | percent |  |  |  | 0 |  | 0 |  | 0 | 0
|  | Profit | percent |  |  |  | 0 |  | 0 |  | 0 | 0
|  | Sum I |  |  |  |  | 0 |  | 0 |  | 0 | 0

## J
Construction of the Regional Educational and Consultation Apicultural Centre
|  | J Ventilation | [6 empty] | Total cost |  | 0 | GEL
[9 empty] | Salary |  | 0 | GEL
[9 empty] | Installation |  | 0 | GEL
|  |  | Source |  | Labour |  | Material |  | Construction
|  | Name of work | resource | [5 empty] | mechanisms |  |  | Sum
# | Basis |  | Dimension | Per unit | All | Per unit | All | Per unit | All | Per unit | All
[6 empty] | price |  | price |  | price
1' | 2' | 3' | 4' | 5' | 6' | 7' | 8' | 9' | 10' | 11' | 12' | 13'
I Devices
Equipments
1 | 20-41-3Iss. | Piped fan coil flowing 2000 m3/hr , 70 Pa | complete |  | 1
|  | Labour resources | p.p./hr | 108 | 108 |  | 0 |  |  |  |  | 0
|  | Vehicles | GEL | 6.28 | 6.28 | [5 empty] | 0 | 0
|  | Ventilation equipment | unit | 1 | 1 |  |  |  | 0 |  |  | 0
|  | Tool consumables | GEL | 11 | 11 |  |  |  | 0 |  |  | 0
2 | 20-41-3Iss. | Piped ventilation equipment 450 m3/hr flowing , 390 m3/hr exhaust device , 200 Pa , with recuperator | complete |  | 1
|  | Labour resources | p.p./hr | 108 | 108 |  | 0 |  |  |  |  | 0
|  | Vehicles | GEL | 6.28 | 6.28 | [5 empty] | 0 | 0
|  | Ventilation equipment | unit | 1 | 1 |  |  |  | 0 |  |  | 0
|  | Tool consumables | GEL | 11 | 11 |  |  |  | 0 |  |  | 0
3 | 20-41-3Iss. | Piped ventilation equipment 330 m3/hr flowing , 290 m3/hr exhaust device , 200 Pa , with recuperator | complete |  | 1
|  | Labour resources | p.p./hr | 108 | 108 |  | 0 |  |  |  |  | 0
|  | Vehicles | GEL | 6.28 | 6.28 | [5 empty] | 0 | 0
|  | Ventilation equipment | unit | 1 | 1 |  |  |  | 0 |  |  | 0
|  | Tool consumables | GEL | 11 | 11 |  |  |  | 0 |  |  | 0
4 | 20-41-3Iss. | Piped ventilation equipment 860 m3/hr flowing, 800 m3/hr exhaust device, 200 Pa , with recuperator | complete |  | 1
|  | Labour resources | p.p./hr | 108 | 108 |  | 0 |  |  |  |  | 0
|  | Vehicles | GEL | 6.28 | 6.28 | [5 empty] | 0 | 0
|  | Ventilation equipment | unit | 1 | 1 |  |  |  | 0 |  |  | 0
|  | Tool consumables | GEL | 11 | 11 |  |  |  | 0 |  |  | 0
5 | 20-41-3Iss. | Piped ventilation equipment 480 m3/hr flowing, 530 m3/hr exhaust device, 200 Pa , with recuperator | complete |  | 1
|  | Labour resources | p.p./hr | 108 | 108 |  | 0 |  |  |  |  | 0
|  | Vehicles | GEL | 6.28 | 6.28 | [5 empty] | 0 | 0
|  | Ventilation equipment | unit | 1 | 1 |  |  |  | 0 |  |  | 0
|  | Tool consumables | GEL | 11 | 11 |  |  |  | 0 |  |  | 0
6 | 20-23-5. | exhaust device piped ventilator V=500 m3/hr | unit |  | 5
|  | Labour resources | p.p./hr | 17.2 | 86 |  | 0 |  |  |  |  | 0
|  | Vehicles | GEL | 4.83 | 24.15 | [5 empty] | 0 | 0
|  | Ventilation equipment | unit | 1 | 5 |  |  |  | 0 |  |  | 0
|  | Tool consumables | GEL | 4.01 | 20.05 |  |  |  | 0 |  |  | 0
7 | 20-23-5. | exhaust device ventilator with opposite valve Q-75m3/sT, 75-Pa | unit |  | 9
|  | Labour resources | p.p./hr | 17.2 | 154.8 |  | 0 |  |  |  |  | 0
|  | Vehicles | GEL | 4.83 | 43.47 | [5 empty] | 0 | 0
|  | Ventilation equipment | unit | 1 | 9 |  |  |  | 0 |  |  | 0
|  | Tool consumables | GEL | 4.01 | 36.09 |  |  |  | 0 |  |  | 0
|  | Sum |  |  |  |  | 0 |  | 0 |  | 0 | 0
|  | Equipment installation way-bill expenses | percent |  |  |  | 0 |  | 0 |  | 0 | 0
|  | Profit | percent |  |  |  | 0 |  | 0 |  | 0 | 0
|  | Sum Devices |  |  |  |  | 0 |  | 0 |  | 0 | 0
II Air duct and reinforcement
8 | 20-1-2. | Air duct from galvanized fine-sheeted steel δ=0,5mm. | sq.m |  | 50
|  | Labour resources | p.p./hr | 1.19 | 59.5 |  | 0 |  |  |  |  | 0
|  | Vehicles | GEL | 0.0359 | 1.795 | [5 empty] | 0 | 0
|  | Air duct from galvanized fine-sheeted steel δ=0,5mm. | sq.m | 1 | 50 |  |  |  | 0 |  |  | 0
|  | Clinches | kg | 1.22 | 61 |  |  |  | 0 |  |  | 0
|  | Tool consumables | GEL | 0.148 | 7.4 |  |  |  | 0 |  |  | 0
9 | 20-1-4. | Air duct from galvanized fine-sheeted steel δ=0,7mm. | sq.m |  | 45
|  | Labour resources | p.p./hr | 0.702 | 31.59 |  | 0 |  |  |  |  | 0
|  | Vehicles | GEL | 0.0409 | 1.8405 | [5 empty] | 0 | 0
|  | Air duct from galvanized fine-sheeted steel δ=0,7mm. | sq.m | 1 | 45 |  |  |  | 0 |  |  | 0
|  | Clinches | kg | 2.25 | 101.25 |  |  |  | 0 |  |  | 0
|  | Tool consumables | GEL | 0.11 | 4.95 |  |  |  | 0 |  |  | 0
10 | 20-7-1. | Air sieve 210X60 mm | unit |  | 25
|  | Labour resources | p.p./hr | 1.34 | 33.5 |  | 0 |  |  |  |  | 0
|  | Vehicles | GEL | 0.06 | 1.5 | [5 empty] | 0 | 0
| 7-537 | Air sieve 210X60 mm | unit | 1 | 25 |  |  |  | 0 |  |  | 0
|  | Tool consumables | GEL | 0.18 | 4.5 |  |  |  | 0 |  |  | 0
11 | 20-7-1. | Air sieve 200X150 mm | unit |  | 4
|  | Labour resources | p.p./hr | 1.34 | 5.36 |  | 0 |  |  |  |  | 0
|  | Vehicles | GEL | 0.06 | 0.24 | [5 empty] | 0 | 0
| 7-537 | Air sieve 200X150 mm | unit | 1 | 4 |  |  |  | 0 |  |  | 0
|  | Tool consumables | GEL | 0.18 | 0.72 |  |  |  | 0 |  |  | 0
12 | 20-7-1. | Air sieve 300X150 mm | unit |  | 2
|  | Labour resources | p.p./hr | 1.34 | 2.68 |  | 0 |  |  |  |  | 0
|  | Vehicles | GEL | 0.06 | 0.12 | [5 empty] | 0 | 0
| 7-537 | Air sieve 300X150 mm | unit | 1 | 2 |  |  |  | 0 |  |  | 0
|  | Tool consumables | GEL | 0.18 | 0.36 |  |  |  | 0 |  |  | 0
13 | 20-7-1. | Air sieve 300X200 mm | unit |  | 1
|  | Labour resources | p.p./hr | 1.34 | 1.34 |  | 0 |  |  |  |  | 0
|  | Vehicles | GEL | 0.06 | 0.06 | [5 empty] | 0 | 0
| 7-537 | Air sieve 300X200 mm | unit | 1 | 1 |  |  |  | 0 |  |  | 0
|  | Tool consumables | GEL | 0.18 | 0.18 |  |  |  | 0 |  |  | 0
14 | 20-7-1. | Air sieve 350X200 mm | unit |  | 1
|  | Labour resources | p.p./hr | 1.34 | 1.34 |  | 0 |  |  |  |  | 0
|  | Vehicles | GEL | 0.06 | 0.06 | [5 empty] | 0 | 0
| 7-537 | Air sieve 350X200 mm | unit | 1 | 1 |  |  |  | 0 |  |  | 0
|  | Tool consumables | GEL | 0.18 | 0.18 |  |  |  | 0 |  |  | 0
15 | 20-7-1. | Air sieve 1000X220 mm | unit |  | 2
|  | Labour resources | p.p./hr | 1.34 | 2.68 |  | 0 |  |  |  |  | 0
|  | Vehicles | GEL | 0.06 | 0.12 | [5 empty] | 0 | 0
| 7-537 | Air sieve 1000X220 mm | unit | 1 | 2 |  |  |  | 0 |  |  | 0
|  | Tool consumables | GEL | 0.18 | 0.36 |  |  |  | 0 |  |  | 0
16 | 20-7-1. | Air sieve 150X150 mm | unit |  | 5
|  | Labour resources | p.p./hr | 1.34 | 6.7 |  | 0 |  |  |  |  | 0
|  | Vehicles | GEL | 0.06 | 0.3 | [5 empty] | 0 | 0
| 7-537 | Air sieve 150X150 mm | unit | 1 | 5 |  |  |  | 0 |  |  | 0
|  | Tool consumables | GEL | 0.18 | 0.9 |  |  |  | 0 |  |  | 0
17 | 16-6-2. | Plastic sewer pipesØ=100mm | length meter |  | 49.4
|  | Labour resources | p.p./hr | 0.583 | 28.8002 |  | 0 |  |  |  |  | 0
|  | Vehicles | GEL | 0.0046 | 0.22724 | [5 empty] | 0 | 0
|  | Plastic sewer pipes Ø=100mm | length meter | 1 | 49.4 |  |  |  | 0 |  |  | 0
|  | Pipe clinches | kg | 0.235 | 11.609 |  |  |  | 0 |  |  | 0
|  | Tool consumables | GEL | 0.208 | 10.2752 |  |  |  | 0 |  |  | 0
18 | 16-6-1. | Plastic sewer pipes Ø=50mm | length meter |  | 6.5
|  | Labour resources | p.p./hr | 0.609 | 3.9585 |  | 0 |  |  |  |  | 0
|  | Vehicles | GEL | 0.0021 | 0.01365 | [5 empty] | 0 | 0
|  | Plastic sewer pipes Ø=50mm | length meter | 1 | 6.5 |  |  |  | 0 |  |  | 0
|  | Pipe clinches | kg | 0.14 | 0.91 |  |  |  | 0 |  |  | 0
|  | Tool consumables | GEL | 0.156 | 1.014 |  |  |  | 0 |  |  | 0
19 | 22-23-3. | Arrangement of fitting parts | unit |  | 22
|  | Labour resources | p.p./hr | 7.88 | 173.36 |  | 0 |  |  |  |  | 0
|  | Vehicles | GEL | 3.02 | 66.44 | [5 empty] | 0 | 0
| 6..-899 | 100*100 tee 90° | unit | with project | 21 |  |  |  | 0 |  |  | 0
| 6..-520 | 100*90° bend | unit | with project | 1 |  |  |  | 0 |  |  | 0
|  | Tool consumables | GEL | 0.24 | 5.28 |  |  |  | 0 |  |  | 0
|  | Sum |  |  |  |  | 0 |  | 0 |  | 0 | 0
|  | Way-bill expenses | percent |  |  |  | 0 |  | 0 |  | 0 | 0
|  | Profit | percent |  |  |  | 0 |  | 0 |  | 0 | 0
|  | Sum Air duct and reinforcement |  |  |  |  | 0 |  | 0 |  | 0 | 0
|  | Sum J (Devices+Air duct and r.) |  |  |  |  | 0 |  | 0 |  | 0 | 0

## K
Construction of the Regional Educational and Consultation Apicultural Centre
______________________________________________
Construction of the Regional Educational and Consultation Apicultural Centre
[9 empty] | Total cost |  | 0 | GEL
[9 empty] | Salary |  | 0 | GEL
|  | K Outdoor lighting | [6 empty] | Installation |  | 0 | GEL
|  |  |  | Normative |  | Labour |  | Material |  | Construction
|  | Name of work |  | resource | [5 empty] | mechanisms |  | Sum
# | Basis |  | Dimension | Per unit | All | Per unit | All | Per unit | All | Per unit | All
[6 empty] | price |  | price |  | price
1' | 2' | 3' | 4' | 5' | 6' | 7' | 8' | 9' | 10' | 11' | 12' | 13'
I Construction works
1 | 1-78-3 | Trench digging for 1 cable | m3 |  | 55
|  | Labour resources | p.p./hr | 2.78 | 152.9 |  | 0 |  |  |  |  | 0
2 | srf2018-II C15p.20 | Priming coat transportation on 20 km distance | ton |  | 32.2 | [5 empty] | 0 | 0
3 | 1-969 | Land backfilling | m3 |  | 36.6
|  | Labour resources | p.p./hr | 1.21 | 44.286 |  | 0 |  |  |  |  | 0
4 | 8-3-2. | Sand foundation arrangement | m3 |  | 15
|  | Labour resources | p.p./hr | 0.89 | 13.35 |  | 0 |  |  |  |  | 0
|  | Vehicles | GEL | 0.37 | 5.55 | [5 empty] | 0 | 0
| 4,1-227 | Sand and gravel mixture | m3 | 1.15 | 17.25 |  |  |  | 0 |  |  | 0
|  | Tool consumables | GEL | 0.02 | 0.3 |  |  |  | 0 |  |  | 0
5 | 1-80-7 | Pit digging for outdoor light columns arrangement | m3 |  | 1.6
|  | Labour resources | p.p./hr | 3.88 | 6.208 |  | 0 |  |  |  |  | 0
6 | 6-1-1. | Outdoor light columns concreting | m3 |  | 1.12
|  | Labour resources | p.p./hr | 1.37 | 1.5344 |  | 0 |  |  |  |  | 0
|  | Vehicles | GEL | 0.283 | 0.31696 | [5 empty] | 0 | 0
| 4,1-339 | Concrete ~B7,5~ | m3 | 1.02 | 1.1424 |  |  |  | 0 |  |  | 0
|  | Tool consumables | GEL | 0.62 | 0.6944 |  |  |  | 0 |  |  | 0
|  | Sum |  |  |  |  | 0 |  | 0 |  | 0 | 0
|  | Way-bill expenses | percent |  |  |  | 0 |  | 0 |  | 0 | 0
|  | Profit | percent |  |  |  | 0 |  | 0 |  | 0 | 0
|  | Sum Construction works |  |  |  |  | 0 |  | 0 |  | 0 | 0
II Installation works
7 | 33-204-1Iss | 3m high metal mast (of special fabrication) | unit |  | 11
3': Labour resources; 4': p.p./hr; 5': 12.7; 6': 139.7; price 8': 0; price 13': 0 | s
| Code0488 | Caterpillar movement crane 10ton. | m/hr | 1.74 | 19.14 | [5 empty] | 0 | 0
|  | Vehicles | GEL | 1.21 | 13.31 | [5 empty] | 0 | 0
|  | 3m high metal mast (of special fabrication) | unit |  | 11 |  |  |  | 0 |  |  | 0
|  | Tool consumables | GEL | 0.7 | 7.7 |  |  |  | 0 |  |  | 0
8 | 8-597-2 | Outdoor light illuminator with LED bulb 100 W | unit |  | 11
|  | Labour resources | p.p./hr | 3.46 | 38.06 |  | 0 |  |  |  |  | 0
|  | Material resources | GEL | 2.21 | 24.31 |  |  |  | 0 |  |  | 0
|  | Vehicles | GEL | 3.36 | 36.96 | [5 empty] | 0 | 0
|  | Outdoor light illuminator with LED bulb 100 W | unit |  | 11 |  |  |  | 0 |  |  | 0
|  | Sum |  |  |  |  | 0 |  | 0 |  | 0 | 0
|  | Installation way-bill expenses | percent |  |  |  | 0 |  | 0 |  | 0 | 0
|  | Profit | percent |  |  |  | 0 |  | 0 |  | 0 | 0
|  | Sum Installation works |  |  |  |  | 0 |  | 0 |  | 0 | 0
|  | Sum K (Construction + installation works) |  |  |  |  | 0 |  | 0 |  | 0 | 0